## cover
POTEnCIA - Power generation detailed model results 2000-2050 (5 year steps)
| FR: | Central_2018
Prepared by JRC C.6
2019-10-25 20:55
© European Union 2018-2019
Legal Notice
The information made available is property of the Joint Research Centre of the European Commission.
Neither the European Commission nor any person acting on behalf of the Commission is responsible for the use which might be made of this information.
Permission to Use
Reproduction of the data is authorized provided the source is appropriately acknowledged.

## index
FR | France | Click on the link to jump to the sheet
| Sheet | Description
Power plants
| Gross Capacities | Gross capacities installed (MW)
| Net Capacities | Net capacities installed (MW)
| Number of Units | Number of units Installed
| Unit Size | Average unit size of installed capacities (MW net)
| Gross Capacities Decommissioned | Gross capacities decommissioned (MW)
| Net Capacities Decommissioned | Net capacities decommissioned (MW)
| Number of Units Decommissioned | Number of units decommissioned
| Unit Size Decommissioned | Average unit size of decommissioned capacities (MW net)
| Gross Capacities Investment | Gross capacities investment (MW)
| Net Capacities Investment | Net capacities investment (MW)
| Number of Units Investment | Number of units invested
| Unit Size Investment | Average unit size of new investments (MW net)
Annual operating characteristics
| Electricity Balance | Electricity balance (GWh)
| Steam Balance | Steam balance (GWh)
| Net Generation load | Net generation load (GW) on an hourly basis for the representative day
| Gross Electricity Generation | Gross electricity generation (GWh)
| Net Electricity Generation | Net electricity generation (GWh)
| Operating Hours | Average operating hours
| Rate of Use | Rate of use
| Steam Generation | Steam generation (GWh)
| Steam to Electricity ratio | Steam to electricity ratio (net generation) - includes CHP plants operating in electricity generation mode
| Gross Generation Efficiency | Gross electricity generation efficiencies
| Net Generation Efficiency | Net electricity generation efficiencies
| Transformation input Total | Transformation input / Exchanges and transfers (ktoe) -Incl. dispatching inoptimalities effects
| CO2 emissions | CO2 emissions (kt CO2)
| CO2 emissions captured | CO2 emissions captured (kt CO2)
| System Costs | System costs (in mio € 2010)
| Unit Costs | Unit costs (in € 2010 per MWh net)
Representative day operating characteristics
| Net Capacities in Operation | Net capacities in operation - representative day (MW)
| Number of Units in Operation | Number of units in operation - representative day
| Idle Capacities | Idle capacities - representative day (MW)
| Number of Idle Units | Number of idle units - representative day
| Operating Hours RD | Effective operating hours - representative day

## Gross Capacities
FR: Gross capacities installed (MW) | 2000 | 2005 | 2010 | 2015 | 2020 | 2025 | 2030 | 2035 | 2040 | 2045 | 2050 | 00-'10 | 10-'20 | 20-'30 | 30-'40 | 40-'50
Total | 118907.6859 | 120112.7869 | 128543.68 | 133722.322 | 153615.7826 | 153017.0636 | 149536.5258 | 139561.138 | 166438.6639 | 176810.6455 | 192433.9571 | 0.78226 | 1.7978 | -0.26878 | 1.0766 | 1.4618
Nuclear | 65940 | 66128 | 65878 | 65878 | 65627.9582 | 65627.9582 | 56217.9582 | 35672.9582 | 36567.9582 | 36433.9582 | 33239.9582 | -0.0094065 | -0.03802 | -1.5357 | -4.2095 | -0.94966
Nuclear - current | 65940 | 66128 | 65878 | 65878 | 65627.9582 | 65627.9582 | 56217.9582 | 35672.9582 | 36567.9582 | 36433.9582 | 33239.9582 | -0.0094065 | -0.03802 | -1.5357 | -4.2095 | -0.94966
Nuclear III | 0 | 0 | 0 | 0 | 0 | 0 | 0 | 0 | 0 | 0 | 0 | 0 | 0 | 0 | 0 | 0
Nuclear IV | 0 | 0 | 0 | 0 | 0 | 0 | 0 | 0 | 0 | 0 | 0 | 0 | 0 | 0 | 0 | 0
Conventional thermal | 27268.838 | 27598.556 | 30043.18 | 25288.23 | 24130.0629 | 21787.3249 | 20333.2469 | 16563.2809 | 14596.893 | 11063.0437 | 14237.8937 | 0.97362 | -2.1679 | -1.6974 | -3.2602 | -0.24871
Coal fired | 11535.8 | 10091 | 8854.4 | 4646.7 | 4085.5 | 3484.9 | 1529.7 | 21 | 16 | 0 | 0 | -2.6107 | -7.4431 | -9.3566 | -36.6201 | 0
Integrated gasification combined cycle | 0 | 0 | 0 | 0 | 0 | 0 | 0 | 0 | 0 | 0 | 0 | 0 | 0 | 0 | 0 | 0
Supercritical steam turbine | 0 | 0 | 0 | 0 | 0 | 0 | 0 | 0 | 0 | 0 | 0 | 0 | 0 | 0 | 0 | 0
Fluidized bed combustion | 387.3 | 387.3 | 387.3 | 387.3 | 387.3 | 387.3 | 250 | 0 | 0 | 0 | 0 | 0 | 0 | -4.283 | 0 | 0
Steam turbine | 11148.5 | 9703.7 | 8467.1 | 4259.4 | 3698.2 | 3097.6 | 1279.7 | 21 | 16 | 0 | 0 | -2.7137 | -7.9496 | -10.0685 | -35.479 | 0
Lignite fired | 0 | 0 | 0 | 0 | 0 | 0 | 0 | 0 | 0 | 0 | 0 | 0 | 0 | 0 | 0 | 0
Integrated gasification combined cycle | 0 | 0 | 0 | 0 | 0 | 0 | 0 | 0 | 0 | 0 | 0 | 0 | 0 | 0 | 0 | 0
Supercritical steam turbine | 0 | 0 | 0 | 0 | 0 | 0 | 0 | 0 | 0 | 0 | 0 | 0 | 0 | 0 | 0 | 0
Fluidized bed combustion | 0 | 0 | 0 | 0 | 0 | 0 | 0 | 0 | 0 | 0 | 0 | 0 | 0 | 0 | 0 | 0
Steam turbine | 0 | 0 | 0 | 0 | 0 | 0 | 0 | 0 | 0 | 0 | 0 | 0 | 0 | 0 | 0 | 0
Gas fired | 3180.488 | 5353.806 | 8654.03 | 10277.33 | 11330.7692 | 12340.2312 | 14135.4232 | 13187.5172 | 12102.8893 | 8747.32 | 12226.6 | 10.528 | 2.7316 | 2.2363 | -1.5404 | 0.10175
Gas turbine combined cycle | 726.2 | 2609.8 | 5756.8 | 7440.8 | 8360.8 | 9600.8 | 12200.8 | 11501.6 | 10881 | 7884 | 11380 | 23.0021 | 3.8022 | 3.8518 | -1.1383 | 0.4494
Gas turbine | 1154 | 1161.76 | 1373.98 | 1327.01 | 1451.7493 | 1220.7493 | 744.2493 | 615.0893 | 230.9693 | 0 | 0 | 1.7601 | 0.55209 | -6.4632 | -11.0423 | 0
Steam turbine | 569.85 | 675.55 | 608.77 | 539.37 | 706.57 | 1261.57 | 1109.77 | 1013.82 | 990.92 | 863.32 | 846.6 | 0.66286 | 1.501 | 4.6183 | -1.1264 | -1.5617
Internal combustion engine | 730.438 | 906.696 | 914.48 | 970.15 | 811.6499 | 257.1119 | 80.6039 | 57.0079 | 0 | 0 | 0 | 2.2726 | -1.1858 | -20.6223 | 0 | 0
Derived gas fired | 803.5 | 786.5 | 580 | 380.8 | 372.8 | 462.8 | 527.2 | 551.9 | 565 | 590 | 590 | -3.2069 | -4.3236 | 3.5261 | 0.69486 | 0.43391
Refinery gas fired | 371.1 | 363.9 | 306.2 | 112 | 100 | 74.5 | 67 | 80 | 80 | 80 | 80 | -1.904 | -10.5872 | -3.9256 | 1.7892 | 0
Diesel oil fired | 1745.8 | 1768.92 | 2203.42 | 2153.02 | 1850.32 | 1371.02 | 866.8 | 814.1 | 0 | 0 | 0 | 2.3553 | -1.7314 | -7.3027 | 0 | 0
Gas turbine combined cycle | 0 | 0 | 0 | 0 | 0 | 0 | 0 | 0 | 0 | 0 | 0 | 0 | 0 | 0 | 0 | 0
Gas turbine | 1118.1 | 1160.8 | 1728.2 | 1696.5 | 1586.9 | 1214.7 | 738.7 | 686 | 0 | 0 | 0 | 4.4507 | -0.84935 | -7.3614 | 0 | 0
Steam turbine | 0 | 0 | 0 | 0 | 0 | 0 | 0 | 0 | 0 | 0 | 0 | 0 | 0 | 0 | 0 | 0
Internal combustion engine | 627.7 | 608.12 | 475.22 | 456.52 | 263.42 | 156.32 | 128.1 | 128.1 | 0 | 0 | 0 | -2.7445 | -5.7296 | -6.9556 | 0 | 0
Fuel Oil fired | 8860.4 | 8319.5 | 8192.5 | 6195 | 4747.3 | 2082.3 | 1089 | 14.4 | 0 | 0 | 0 | -0.78066 | -5.3102 | -13.6906 | 0 | 0
Integrated gasification combined cycle | 0 | 0 | 0 | 0 | 0 | 0 | 0 | 0 | 0 | 0 | 0 | 0 | 0 | 0 | 0 | 0
Supercritical steam turbine | 0 | 0 | 0 | 0 | 0 | 0 | 0 | 0 | 0 | 0 | 0 | 0 | 0 | 0 | 0 | 0
Steam turbine | 8860.4 | 8319.5 | 8192.5 | 6195 | 4747.3 | 2082.3 | 1089 | 14.4 | 0 | 0 | 0 | -0.78066 | -5.3102 | -13.6906 | 0 | 0
Solid biomass & waste fired | 771.75 | 914.93 | 1252.63 | 1523.38 | 1643.3737 | 1971.5737 | 2118.1237 | 1894.3637 | 1833.0037 | 1645.7237 | 1341.2937 | 4.9626 | 2.7523 | 2.5703 | -1.4353 | -3.0749
Integrated gasification combined cycle | 0 | 0 | 0 | 0 | 0 | 0 | 0 | 0 | 0 | 0 | 0 | 0 | 0 | 0 | 0 | 0
Fluidized bed combustion | 739.75 | 882.93 | 1203.46 | 1411.11 | 1522.76 | 1580.96 | 1658.68 | 1434.92 | 1373.56 | 1218.28 | 913.85 | 4.9868 | 2.3811 | 0.85864 | -1.8685 | -3.993
Steam turbine | 32 | 32 | 49.17 | 112.27 | 120.6137 | 390.6137 | 459.4437 | 459.4437 | 459.4437 | 427.4437 | 427.4437 | 4.3891 | 9.388 | 14.3098 | 0 | -0.71934
Fuel cells | 0 | 0 | 0 | 0 | 0 | 0 | 0 | 0 | 0 | 0 | 0 | 0 | 0 | 0 | 0 | 0
Natural gas fuel cell power plant | 0 | 0 | 0 | 0 | 0 | 0 | 0 | 0 | 0 | 0 | 0 | 0 | 0 | 0 | 0 | 0
Hydrogen fuel cell power plant | 0 | 0 | 0 | 0 | 0 | 0 | 0 | 0 | 0 | 0 | 0 | 0 | 0 | 0 | 0 | 0
Wind | 38 | 690 | 5912 | 10217 | 22760.2375 | 23754.78 | 27690.7617 | 34133.7654 | 45540.1713 | 51743.7871 | 58798.5142 | 65.6514 | 14.4311 | 1.9802 | 5.1008 | 2.5881
Onshore | 38 | 690 | 5912 | 10217 | 22592.8375 | 23389.6083 | 25992.6833 | 29871.2021 | 36473.0946 | 39999.2771 | 44417.4209 | 65.6514 | 14.3467 | 1.4117 | 3.4456 | 1.9901
Offshore | 0 | 0 | 0 | 0 | 167.4 | 365.1717 | 1698.0783 | 4262.5633 | 9067.0767 | 11744.51 | 14381.0933 | 0 | 0 | 26.0725 | 18.2363 | 4.7207
Solar photovoltaics | 7 | 13 | 1044 | 6755 | 15212.207 | 15829.8835 | 18971.342 | 26576.0165 | 42773.0245 | 50431.7395 | 58559.474 | 64.953 | 30.7221 | 2.2329 | 8.4694 | 3.1912
Solar thermal | 2.5 | 2.5 | 0 | 12 | 12 | 12 | 12 | 12 | 0 | 0 | 0 | 0 | 0 | 0 | 0 | 0
Geothermal | 0 | 0 | 1.5 | 1.5 | 1.5 | 1.5 | 1.5 | 0 | 0 | 0 | 0 | 0 | 0 | 0 | 0 | 0
Tide, wave and ocean | 240 | 240 | 240 | 240 | 255 | 255 | 255 | 255 | 255 | 255 | 515 | 0 | 0.60809 | 0 | 0 | 7.282
Tidal | 240 | 240 | 240 | 240 | 255 | 255 | 255 | 255 | 255 | 255 | 515 | 0 | 0.60809 | 0 | 0 | 7.282
Wave and ocean | 0 | 0 | 0 | 0 | 0 | 0 | 0 | 0 | 0 | 0 | 0 | 0 | 0 | 0 | 0 | 0
Hydro | 18261.7479 | 18291.1309 | 18447.4 | 18352.992 | 18639.217 | 18771.017 | 19077.117 | 19370.517 | 19728.017 | 19905.517 | 20105.517 | 0.1012 | 0.1035 | 0.23249 | 0.33607 | 0.18972
Run-of-river | 8546.739 | 8576.122 | 8697.0911 | 8661.6831 | 8855.9081 | 8987.7081 | 9293.8081 | 9587.2081 | 9944.7081 | 10122.2081 | 10322.2081 | 0.17454 | 0.18113 | 0.4838 | 0.67922 | 0.37327
Reservoirs (dams) | 9715.0089 | 9715.0089 | 9750.3089 | 9691.3089 | 9783.3089 | 9783.3089 | 9783.3089 | 9783.3089 | 9783.3089 | 9783.3089 | 9783.3089 | 0.036276 | 0.033794 | 0 | 0 | 0
Pump storage | 7149.6 | 7149.6 | 6977.6 | 6977.6 | 6977.6 | 6977.6 | 6977.6 | 6977.6 | 6977.6 | 6977.6 | 6977.6 | -0.24322 | 0 | 0 | 0 | 0
Electricity only | 114722.0979 | 114916.3109 | 123549.03 | 128999.419 | 149199.1859 | 149428.9049 | 146680.2051 | 137838.8634 | 165435.9202 | 176071.1318 | 186995.6633 | 0.74401 | 1.9043 | -0.17013 | 1.2106 | 1.2325
Nuclear | 65940 | 66128 | 65878 | 65878 | 65627.9582 | 65627.9582 | 56217.9582 | 35672.9582 | 36567.9582 | 36433.9582 | 33239.9582 | -0.0094065 | -0.03802 | -1.5357 | -4.2095 | -0.94966
Nuclear - current | 65940 | 66128 | 65878 | 65878 | 65627.9582 | 65627.9582 | 56217.9582 | 35672.9582 | 36567.9582 | 36433.9582 | 33239.9582 | -0.0094065 | -0.03802 | -1.5357 | -4.2095 | -0.94966
Nuclear III | 0 | 0 | 0 | 0 | 0 | 0 | 0 | 0 | 0 | 0 | 0 | 0 | 0 | 0 | 0 | 0
Nuclear IV | 0 | 0 | 0 | 0 | 0 | 0 | 0 | 0 | 0 | 0 | 0 | 0 | 0 | 0 | 0 | 0
Conventional thermal | 23083.25 | 22402.08 | 25048.53 | 20565.327 | 19713.4663 | 18199.1663 | 17476.9263 | 14841.0063 | 13594.1493 | 10323.53 | 8799.6 | 0.82043 | -2.3667 | -1.197 | -2.4811 | -4.2561
Coal fired | 11030 | 9606 | 8495.5 | 4448.2 | 3924 | 3381 | 1456 | 0 | 0 | 0 | 0 | -2.577 | -7.4335 | -9.4386 | 0 | 0
Integrated gasification combined cycle | 0 | 0 | 0 | 0 | 0 | 0 | 0 | 0 | 0 | 0 | 0 | 0 | 0 | 0 | 0 | 0
Supercritical steam turbine | 0 | 0 | 0 | 0 | 0 | 0 | 0 | 0 | 0 | 0 | 0 | 0 | 0 | 0 | 0 | 0
Fluidized bed combustion | 375 | 375 | 375 | 375 | 375 | 375 | 250 | 0 | 0 | 0 | 0 | 0 | 0 | -3.9735 | 0 | 0
Steam turbine | 10655 | 9231 | 8120.5 | 4073.2 | 3549 | 3006 | 1206 | 0 | 0 | 0 | 0 | -2.6798 | -7.944 | -10.2315 | 0 | 0
Lignite fired | 0 | 0 | 0 | 0 | 0 | 0 | 0 | 0 | 0 | 0 | 0 | 0 | 0 | 0 | 0 | 0
Integrated gasification combined cycle | 0 | 0 | 0 | 0 | 0 | 0 | 0 | 0 | 0 | 0 | 0 | 0 | 0 | 0 | 0 | 0
Supercritical steam turbine | 0 | 0 | 0 | 0 | 0 | 0 | 0 | 0 | 0 | 0 | 0 | 0 | 0 | 0 | 0 | 0
Fluidized bed combustion | 0 | 0 | 0 | 0 | 0 | 0 | 0 | 0 | 0 | 0 | 0 | 0 | 0 | 0 | 0 | 0
Steam turbine | 0 | 0 | 0 | 0 | 0 | 0 | 0 | 0 | 0 | 0 | 0 | 0 | 0 | 0 | 0 | 0
Gas fired | 628.9 | 1892.31 | 5287.06 | 6962.257 | 8163.8963 | 9907.6963 | 12403.4663 | 12387.9363 | 11913.8393 | 8718.6 | 7384.6 | 23.7267 | 4.4404 | 4.2712 | -0.40194 | -4.6705
Gas turbine combined cycle | 118 | 1347.5 | 4494.5 | 6178.5 | 7098.5 | 8338.5 | 10938.5 | 10970.5 | 10881 | 7884 | 6550 | 43.9063 | 4.6763 | 4.4189 | -0.052691 | -4.9489
Gas turbine | 304.2 | 272.83 | 530.13 | 486.13 | 610.8693 | 599.1693 | 592.8693 | 582.2393 | 198.2393 | 0 | 0 | 5.7115 | 1.4277 | -0.29864 | -10.3763 | 0
Steam turbine | 114.2 | 113.6 | 110.2 | 144.8 | 324.8 | 903.3 | 871.5 | 834.6 | 834.6 | 834.6 | 834.6 | -0.35591 | 11.4149 | 10.3736 | -0.4317 | 0
Internal combustion engine | 92.5 | 158.38 | 152.23 | 152.827 | 129.727 | 66.727 | 0.597 | 0.597 | 0 | 0 | 0 | 5.108 | -1.5869 | -41.6159 | 0 | 0
Derived gas fired | 730.4 | 713.4 | 516.4 | 365.2 | 357.2 | 407.2 | 427.2 | 426.9 | 440 | 440 | 440 | -3.4077 | -3.6188 | 1.8057 | 0.29566 | 0
Refinery gas fired | 49.5 | 49.5 | 32.5 | 32.5 | 32.5 | 20 | 20 | 20 | 20 | 20 | 20 | -4.12 | 0 | -4.7391 | 0 | 0
Diesel oil fired | 1668.1 | 1629.74 | 2065.34 | 2023.34 | 1767.14 | 1309.54 | 814.1 | 814.1 | 0 | 0 | 0 | 2.1591 | -1.5472 | -7.4576 | 0 | 0
Gas turbine combined cycle | 0 | 0 | 0 | 0 | 0 | 0 | 0 | 0 | 0 | 0 | 0 | 0 | 0 | 0 | 0 | 0
Gas turbine | 1110.9 | 1100.9 | 1668.3 | 1638.6 | 1529 | 1162 | 686 | 686 | 0 | 0 | 0 | 4.1502 | -0.86812 | -7.7021 | 0 | 0
Steam turbine | 0 | 0 | 0 | 0 | 0 | 0 | 0 | 0 | 0 | 0 | 0 | 0 | 0 | 0 | 0 | 0
Internal combustion engine | 557.2 | 528.84 | 397.04 | 384.74 | 238.14 | 147.54 | 128.1 | 128.1 | 0 | 0 | 0 | -3.3321 | -4.9833 | -6.0122 | 0 | 0
Fuel Oil fired | 8595.8 | 8063.8 | 8036.3 | 6108.3 | 4687.3 | 2022.3 | 1044.5 | 3.9 | 0 | 0 | 0 | -0.67079 | -5.2484 | -13.9405 | 0 | 0
Integrated gasification combined cycle | 0 | 0 | 0 | 0 | 0 | 0 | 0 | 0 | 0 | 0 | 0 | 0 | 0 | 0 | 0 | 0
Supercritical steam turbine | 0 | 0 | 0 | 0 | 0 | 0 | 0 | 0 | 0 | 0 | 0 | 0 | 0 | 0 | 0 | 0
Steam turbine | 8595.8 | 8063.8 | 8036.3 | 6108.3 | 4687.3 | 2022.3 | 1044.5 | 3.9 | 0 | 0 | 0 | -0.67079 | -5.2484 | -13.9405 | 0 | 0
Solid biomass & waste fired | 380.55 | 447.33 | 615.43 | 625.53 | 781.43 | 1151.43 | 1311.66 | 1188.17 | 1220.31 | 1144.93 | 955 | 4.9244 | 2.4168 | 5.3157 | -0.71929 | -2.4217
Integrated gasification combined cycle | 0 | 0 | 0 | 0 | 0 | 0 | 0 | 0 | 0 | 0 | 0 | 0 | 0 | 0 | 0 | 0
Fluidized bed combustion | 380.55 | 447.33 | 598.26 | 591.36 | 747.26 | 847.26 | 938.66 | 815.17 | 847.31 | 771.93 | 582 | 4.628 | 2.2488 | 2.3066 | -1.0186 | -3.6863
Steam turbine | 0 | 0 | 17.17 | 34.17 | 34.17 | 304.17 | 373 | 373 | 373 | 373 | 373 | 0 | 7.1242 | 27.0008 | 0 | 0
Fuel cells | 0 | 0 | 0 | 0 | 0 | 0 | 0 | 0 | 0 | 0 | 0 | 0 | 0 | 0 | 0 | 0
Natural gas fuel cell power plant | 0 | 0 | 0 | 0 | 0 | 0 | 0 | 0 | 0 | 0 | 0 | 0 | 0 | 0 | 0 | 0
Hydrogen fuel cell power plant | 0 | 0 | 0 | 0 | 0 | 0 | 0 | 0 | 0 | 0 | 0 | 0 | 0 | 0 | 0 | 0
Wind | 38 | 690 | 5912 | 10217 | 22760.2375 | 23754.78 | 27690.7617 | 34133.7654 | 45540.1713 | 51743.7871 | 58798.5142 | 65.6514 | 14.4311 | 1.9802 | 5.1008 | 2.5881
Onshore | 38 | 690 | 5912 | 10217 | 22592.8375 | 23389.6083 | 25992.6833 | 29871.2021 | 36473.0946 | 39999.2771 | 44417.4209 | 65.6514 | 14.3467 | 1.4117 | 3.4456 | 1.9901
Offshore | 0 | 0 | 0 | 0 | 167.4 | 365.1717 | 1698.0783 | 4262.5633 | 9067.0767 | 11744.51 | 14381.0933 | 0 | 0 | 26.0725 | 18.2363 | 4.7207
Solar photovoltaics | 7 | 13 | 1044 | 6755 | 15212.207 | 15829.8835 | 18971.342 | 26576.0165 | 42773.0245 | 50431.7395 | 58559.474 | 64.953 | 30.7221 | 2.2329 | 8.4694 | 3.1912
Solar thermal | 2.5 | 2.5 | 0 | 12 | 12 | 12 | 12 | 12 | 0 | 0 | 0 | 0 | 0 | 0 | 0 | 0
Geothermal | 0 | 0 | 1.5 | 1.5 | 1.5 | 1.5 | 1.5 | 0 | 0 | 0 | 0 | 0 | 0 | 0 | 0 | 0
Tide, wave and ocean | 240 | 240 | 240 | 240 | 255 | 255 | 255 | 255 | 255 | 255 | 515 | 0 | 0.60809 | 0 | 0 | 7.282
Tidal | 240 | 240 | 240 | 240 | 255 | 255 | 255 | 255 | 255 | 255 | 515 | 0 | 0.60809 | 0 | 0 | 7.282
Wave and ocean | 0 | 0 | 0 | 0 | 0 | 0 | 0 | 0 | 0 | 0 | 0 | 0 | 0 | 0 | 0 | 0
Hydro | 18261.7479 | 18291.1309 | 18447.4 | 18352.992 | 18639.217 | 18771.017 | 19077.117 | 19370.517 | 19728.017 | 19905.517 | 20105.517 | 0.1012 | 0.1035 | 0.23249 | 0.33607 | 0.18972
Run-of-river | 8546.739 | 8576.122 | 8697.0911 | 8661.6831 | 8855.9081 | 8987.7081 | 9293.8081 | 9587.2081 | 9944.7081 | 10122.2081 | 10322.2081 | 0.17454 | 0.18113 | 0.4838 | 0.67922 | 0.37327
Reservoirs (dams) | 9715.0089 | 9715.0089 | 9750.3089 | 9691.3089 | 9783.3089 | 9783.3089 | 9783.3089 | 9783.3089 | 9783.3089 | 9783.3089 | 9783.3089 | 0.036276 | 0.033794 | 0 | 0 | 0
Pump storage | 7149.6 | 7149.6 | 6977.6 | 6977.6 | 6977.6 | 6977.6 | 6977.6 | 6977.6 | 6977.6 | 6977.6 | 6977.6 | -0.24322 | 0 | 0 | 0 | 0
CHP power plants | 4185.588 | 5196.476 | 4994.65 | 4722.903 | 4416.5967 | 3588.1587 | 2856.3207 | 1722.2747 | 1002.7437 | 739.5137 | 608.2937 | 1.7829 | -1.2224 | -4.2647 | -9.9387 | -4.8755
Nuclear | 0 | 0 | 0 | 0 | 0 | 0 | 0 | 0 | 0 | 0 | 0 | 0 | 0 | 0 | 0 | 0
Nuclear - current | 0 | 0 | 0 | 0 | 0 | 0 | 0 | 0 | 0 | 0 | 0 | 0 | 0 | 0 | 0 | 0
Nuclear III | 0 | 0 | 0 | 0 | 0 | 0 | 0 | 0 | 0 | 0 | 0 | 0 | 0 | 0 | 0 | 0
Nuclear IV | 0 | 0 | 0 | 0 | 0 | 0 | 0 | 0 | 0 | 0 | 0 | 0 | 0 | 0 | 0 | 0
Conventional thermal | 4185.588 | 5196.476 | 4994.65 | 4722.903 | 4416.5967 | 3588.1587 | 2856.3207 | 1722.2747 | 1002.7437 | 739.5137 | 608.2937 | 1.7829 | -1.2224 | -4.2647 | -9.9387 | -4.8755
Coal fired | 505.8 | 485 | 358.9 | 198.5 | 161.5 | 103.9 | 73.7 | 21 | 16 | 0 | 0 | -3.3728 | -7.6749 | -7.5452 | -14.1648 | 0
Integrated gasification combined cycle | 0 | 0 | 0 | 0 | 0 | 0 | 0 | 0 | 0 | 0 | 0 | 0 | 0 | 0 | 0 | 0
Supercritical steam turbine | 0 | 0 | 0 | 0 | 0 | 0 | 0 | 0 | 0 | 0 | 0 | 0 | 0 | 0 | 0 | 0
Fluidized bed combustion | 12.3 | 12.3 | 12.3 | 12.3 | 12.3 | 12.3 | 0 | 0 | 0 | 0 | 0 | 0 | 0 | 0 | 0 | 0
Steam turbine | 493.5 | 472.7 | 346.6 | 186.2 | 149.2 | 91.6 | 73.7 | 21 | 16 | 0 | 0 | -3.4718 | -8.0834 | -6.8099 | -14.1648 | 0
Lignite fired | 0 | 0 | 0 | 0 | 0 | 0 | 0 | 0 | 0 | 0 | 0 | 0 | 0 | 0 | 0 | 0
Integrated gasification combined cycle | 0 | 0 | 0 | 0 | 0 | 0 | 0 | 0 | 0 | 0 | 0 | 0 | 0 | 0 | 0 | 0
Supercritical steam turbine | 0 | 0 | 0 | 0 | 0 | 0 | 0 | 0 | 0 | 0 | 0 | 0 | 0 | 0 | 0 | 0
Fluidized bed combustion | 0 | 0 | 0 | 0 | 0 | 0 | 0 | 0 | 0 | 0 | 0 | 0 | 0 | 0 | 0 | 0
Steam turbine | 0 | 0 | 0 | 0 | 0 | 0 | 0 | 0 | 0 | 0 | 0 | 0 | 0 | 0 | 0 | 0
Gas fired | 2551.588 | 3461.496 | 3366.97 | 3315.073 | 3166.8729 | 2432.5349 | 1731.9569 | 799.5809 | 189.05 | 28.72 | 12 | 2.8118 | -0.61081 | -5.8564 | -19.8684 | -24.0967
Gas turbine combined cycle | 608.2 | 1262.3 | 1262.3 | 1262.3 | 1262.3 | 1262.3 | 1262.3 | 531.1 | 0 | 0 | 0 | 7.5751 | 0 | 0 | 0 | 0
Gas turbine | 849.8 | 888.93 | 843.85 | 840.88 | 840.88 | 621.58 | 151.38 | 32.85 | 32.73 | 0 | 0 | -0.070238 | -0.035252 | -15.7571 | -14.1999 | 0
Steam turbine | 455.65 | 561.95 | 498.57 | 394.57 | 381.77 | 358.27 | 238.27 | 179.22 | 156.32 | 28.72 | 12 | 0.90425 | -2.6339 | -4.6047 | -4.1274 | -22.64
Internal combustion engine | 637.938 | 748.316 | 762.25 | 817.323 | 681.9229 | 190.3849 | 80.0069 | 56.4109 | 0 | 0 | 0 | 1.7963 | -1.1074 | -19.2878 | 0 | 0
Derived gas fired | 73.1 | 73.1 | 63.6 | 15.6 | 15.6 | 55.6 | 100 | 125 | 125 | 150 | 150 | -1.3825 | -13.1106 | 20.4169 | 2.2565 | 1.8399
Refinery gas fired | 321.6 | 314.4 | 273.7 | 79.5 | 67.5 | 54.5 | 47 | 60 | 60 | 60 | 60 | -1.5998 | -13.0634 | -3.5551 | 2.472 | 0
Diesel oil fired | 77.7 | 139.18 | 138.08 | 129.68 | 83.18 | 61.48 | 52.7 | 0 | 0 | 0 | 0 | 5.9183 | -4.942 | -4.4613 | 0 | 0
Gas turbine combined cycle | 0 | 0 | 0 | 0 | 0 | 0 | 0 | 0 | 0 | 0 | 0 | 0 | 0 | 0 | 0 | 0
Gas turbine | 7.2 | 59.9 | 59.9 | 57.9 | 57.9 | 52.7 | 52.7 | 0 | 0 | 0 | 0 | 23.5974 | -0.33902 | -0.93661 | 0 | 0
Steam turbine | 0 | 0 | 0 | 0 | 0 | 0 | 0 | 0 | 0 | 0 | 0 | 0 | 0 | 0 | 0 | 0
Internal combustion engine | 70.5 | 79.28 | 78.18 | 71.78 | 25.28 | 8.78 | 0 | 0 | 0 | 0 | 0 | 1.0394 | -10.676 | 0 | 0 | 0
Fuel Oil fired | 264.6 | 255.7 | 156.2 | 86.7 | 60 | 60 | 44.5 | 10.5 | 0 | 0 | 0 | -5.1343 | -9.1245 | -2.9443 | 0 | 0
Integrated gasification combined cycle | 0 | 0 | 0 | 0 | 0 | 0 | 0 | 0 | 0 | 0 | 0 | 0 | 0 | 0 | 0 | 0
Supercritical steam turbine | 0 | 0 | 0 | 0 | 0 | 0 | 0 | 0 | 0 | 0 | 0 | 0 | 0 | 0 | 0 | 0
Steam turbine | 264.6 | 255.7 | 156.2 | 86.7 | 60 | 60 | 44.5 | 10.5 | 0 | 0 | 0 | -5.1343 | -9.1245 | -2.9443 | 0 | 0
Solid biomass & waste fired | 391.2 | 467.6 | 637.2 | 897.85 | 861.9437 | 820.1437 | 806.4637 | 706.1937 | 612.6937 | 500.7937 | 386.2937 | 4.9996 | 3.0672 | -0.6631 | -2.7105 | -4.5079
Integrated gasification combined cycle | 0 | 0 | 0 | 0 | 0 | 0 | 0 | 0 | 0 | 0 | 0 | 0 | 0 | 0 | 0 | 0
Fluidized bed combustion | 359.2 | 435.6 | 605.2 | 819.75 | 775.5 | 733.7 | 720.02 | 619.75 | 526.25 | 446.35 | 331.85 | 5.3553 | 2.5105 | -0.73954 | -3.0864 | -4.5062
Steam turbine | 32 | 32 | 32 | 78.1 | 86.4437 | 86.4437 | 86.4437 | 86.4437 | 86.4437 | 54.4437 | 54.4437 | 0 | 10.4481 | 0 | 0 | -4.518
Electricity only equipped with CCS | 0 | 0 | 0 | 0 | 0 | 0 | 0 | 0 | 0 | 0 | 4830 | 0 | 0 | 0 | 0 | 0
Conventional thermal | 0 | 0 | 0 | 0 | 0 | 0 | 0 | 0 | 0 | 0 | 4830 | 0 | 0 | 0 | 0 | 0
Coal fired | 0 | 0 | 0 | 0 | 0 | 0 | 0 | 0 | 0 | 0 | 0 | 0 | 0 | 0 | 0 | 0
Integrated gasification combined cycle | 0 | 0 | 0 | 0 | 0 | 0 | 0 | 0 | 0 | 0 | 0 | 0 | 0 | 0 | 0 | 0
Supercritical steam turbine | 0 | 0 | 0 | 0 | 0 | 0 | 0 | 0 | 0 | 0 | 0 | 0 | 0 | 0 | 0 | 0
Fluidized bed combustion | 0 | 0 | 0 | 0 | 0 | 0 | 0 | 0 | 0 | 0 | 0 | 0 | 0 | 0 | 0 | 0
Steam turbine | 0 | 0 | 0 | 0 | 0 | 0 | 0 | 0 | 0 | 0 | 0 | 0 | 0 | 0 | 0 | 0
Lignite fired | 0 | 0 | 0 | 0 | 0 | 0 | 0 | 0 | 0 | 0 | 0 | 0 | 0 | 0 | 0 | 0
Integrated gasification combined cycle | 0 | 0 | 0 | 0 | 0 | 0 | 0 | 0 | 0 | 0 | 0 | 0 | 0 | 0 | 0 | 0
Supercritical steam turbine | 0 | 0 | 0 | 0 | 0 | 0 | 0 | 0 | 0 | 0 | 0 | 0 | 0 | 0 | 0 | 0
Fluidized bed combustion | 0 | 0 | 0 | 0 | 0 | 0 | 0 | 0 | 0 | 0 | 0 | 0 | 0 | 0 | 0 | 0
Steam turbine | 0 | 0 | 0 | 0 | 0 | 0 | 0 | 0 | 0 | 0 | 0 | 0 | 0 | 0 | 0 | 0
Gas fired | 0 | 0 | 0 | 0 | 0 | 0 | 0 | 0 | 0 | 0 | 4830 | 0 | 0 | 0 | 0 | 0
Gas turbine combined cycle | 0 | 0 | 0 | 0 | 0 | 0 | 0 | 0 | 0 | 0 | 4830 | 0 | 0 | 0 | 0 | 0
Gas turbine | 0 | 0 | 0 | 0 | 0 | 0 | 0 | 0 | 0 | 0 | 0 | 0 | 0 | 0 | 0 | 0
Steam turbine | 0 | 0 | 0 | 0 | 0 | 0 | 0 | 0 | 0 | 0 | 0 | 0 | 0 | 0 | 0 | 0
Internal combustion engine | 0 | 0 | 0 | 0 | 0 | 0 | 0 | 0 | 0 | 0 | 0 | 0 | 0 | 0 | 0 | 0
Derived gas fired | 0 | 0 | 0 | 0 | 0 | 0 | 0 | 0 | 0 | 0 | 0 | 0 | 0 | 0 | 0 | 0
Refinery gas fired | 0 | 0 | 0 | 0 | 0 | 0 | 0 | 0 | 0 | 0 | 0 | 0 | 0 | 0 | 0 | 0
Diesel oil fired | 0 | 0 | 0 | 0 | 0 | 0 | 0 | 0 | 0 | 0 | 0 | 0 | 0 | 0 | 0 | 0
Gas turbine combined cycle | 0 | 0 | 0 | 0 | 0 | 0 | 0 | 0 | 0 | 0 | 0 | 0 | 0 | 0 | 0 | 0
Gas turbine | 0 | 0 | 0 | 0 | 0 | 0 | 0 | 0 | 0 | 0 | 0 | 0 | 0 | 0 | 0 | 0
Steam turbine | 0 | 0 | 0 | 0 | 0 | 0 | 0 | 0 | 0 | 0 | 0 | 0 | 0 | 0 | 0 | 0
Internal combustion engine | 0 | 0 | 0 | 0 | 0 | 0 | 0 | 0 | 0 | 0 | 0 | 0 | 0 | 0 | 0 | 0
Fuel Oil fired | 0 | 0 | 0 | 0 | 0 | 0 | 0 | 0 | 0 | 0 | 0 | 0 | 0 | 0 | 0 | 0
Integrated gasification combined cycle | 0 | 0 | 0 | 0 | 0 | 0 | 0 | 0 | 0 | 0 | 0 | 0 | 0 | 0 | 0 | 0
Supercritical steam turbine | 0 | 0 | 0 | 0 | 0 | 0 | 0 | 0 | 0 | 0 | 0 | 0 | 0 | 0 | 0 | 0
Steam turbine | 0 | 0 | 0 | 0 | 0 | 0 | 0 | 0 | 0 | 0 | 0 | 0 | 0 | 0 | 0 | 0
Solid biomass & waste fired | 0 | 0 | 0 | 0 | 0 | 0 | 0 | 0 | 0 | 0 | 0 | 0 | 0 | 0 | 0 | 0
Integrated gasification combined cycle | 0 | 0 | 0 | 0 | 0 | 0 | 0 | 0 | 0 | 0 | 0 | 0 | 0 | 0 | 0 | 0
Fluidized bed combustion | 0 | 0 | 0 | 0 | 0 | 0 | 0 | 0 | 0 | 0 | 0 | 0 | 0 | 0 | 0 | 0
Steam turbine | 0 | 0 | 0 | 0 | 0 | 0 | 0 | 0 | 0 | 0 | 0 | 0 | 0 | 0 | 0 | 0
CHP power plants equipped with CCS | 0 | 0 | 0 | 0 | 0 | 0 | 0 | 0 | 0 | 0 | 0 | 0 | 0 | 0 | 0 | 0
Conventional thermal | 0 | 0 | 0 | 0 | 0 | 0 | 0 | 0 | 0 | 0 | 0 | 0 | 0 | 0 | 0 | 0
Coal fired | 0 | 0 | 0 | 0 | 0 | 0 | 0 | 0 | 0 | 0 | 0 | 0 | 0 | 0 | 0 | 0
Integrated gasification combined cycle | 0 | 0 | 0 | 0 | 0 | 0 | 0 | 0 | 0 | 0 | 0 | 0 | 0 | 0 | 0 | 0
Supercritical steam turbine | 0 | 0 | 0 | 0 | 0 | 0 | 0 | 0 | 0 | 0 | 0 | 0 | 0 | 0 | 0 | 0
Fluidized bed combustion | 0 | 0 | 0 | 0 | 0 | 0 | 0 | 0 | 0 | 0 | 0 | 0 | 0 | 0 | 0 | 0
Steam turbine | 0 | 0 | 0 | 0 | 0 | 0 | 0 | 0 | 0 | 0 | 0 | 0 | 0 | 0 | 0 | 0
Lignite fired | 0 | 0 | 0 | 0 | 0 | 0 | 0 | 0 | 0 | 0 | 0 | 0 | 0 | 0 | 0 | 0
Integrated gasification combined cycle | 0 | 0 | 0 | 0 | 0 | 0 | 0 | 0 | 0 | 0 | 0 | 0 | 0 | 0 | 0 | 0
Supercritical steam turbine | 0 | 0 | 0 | 0 | 0 | 0 | 0 | 0 | 0 | 0 | 0 | 0 | 0 | 0 | 0 | 0
Fluidized bed combustion | 0 | 0 | 0 | 0 | 0 | 0 | 0 | 0 | 0 | 0 | 0 | 0 | 0 | 0 | 0 | 0
Steam turbine | 0 | 0 | 0 | 0 | 0 | 0 | 0 | 0 | 0 | 0 | 0 | 0 | 0 | 0 | 0 | 0
Gas fired | 0 | 0 | 0 | 0 | 0 | 0 | 0 | 0 | 0 | 0 | 0 | 0 | 0 | 0 | 0 | 0
Gas turbine combined cycle | 0 | 0 | 0 | 0 | 0 | 0 | 0 | 0 | 0 | 0 | 0 | 0 | 0 | 0 | 0 | 0
Gas turbine | 0 | 0 | 0 | 0 | 0 | 0 | 0 | 0 | 0 | 0 | 0 | 0 | 0 | 0 | 0 | 0
Steam turbine | 0 | 0 | 0 | 0 | 0 | 0 | 0 | 0 | 0 | 0 | 0 | 0 | 0 | 0 | 0 | 0
Internal combustion engine | 0 | 0 | 0 | 0 | 0 | 0 | 0 | 0 | 0 | 0 | 0 | 0 | 0 | 0 | 0 | 0
Derived gas fired | 0 | 0 | 0 | 0 | 0 | 0 | 0 | 0 | 0 | 0 | 0 | 0 | 0 | 0 | 0 | 0
Refinery gas fired | 0 | 0 | 0 | 0 | 0 | 0 | 0 | 0 | 0 | 0 | 0 | 0 | 0 | 0 | 0 | 0
Diesel oil fired | 0 | 0 | 0 | 0 | 0 | 0 | 0 | 0 | 0 | 0 | 0 | 0 | 0 | 0 | 0 | 0
Gas turbine combined cycle | 0 | 0 | 0 | 0 | 0 | 0 | 0 | 0 | 0 | 0 | 0 | 0 | 0 | 0 | 0 | 0
Gas turbine | 0 | 0 | 0 | 0 | 0 | 0 | 0 | 0 | 0 | 0 | 0 | 0 | 0 | 0 | 0 | 0
Steam turbine | 0 | 0 | 0 | 0 | 0 | 0 | 0 | 0 | 0 | 0 | 0 | 0 | 0 | 0 | 0 | 0
Internal combustion engine | 0 | 0 | 0 | 0 | 0 | 0 | 0 | 0 | 0 | 0 | 0 | 0 | 0 | 0 | 0 | 0
Fuel Oil fired | 0 | 0 | 0 | 0 | 0 | 0 | 0 | 0 | 0 | 0 | 0 | 0 | 0 | 0 | 0 | 0
Integrated gasification combined cycle | 0 | 0 | 0 | 0 | 0 | 0 | 0 | 0 | 0 | 0 | 0 | 0 | 0 | 0 | 0 | 0
Supercritical steam turbine | 0 | 0 | 0 | 0 | 0 | 0 | 0 | 0 | 0 | 0 | 0 | 0 | 0 | 0 | 0 | 0
Steam turbine | 0 | 0 | 0 | 0 | 0 | 0 | 0 | 0 | 0 | 0 | 0 | 0 | 0 | 0 | 0 | 0
Solid biomass & waste fired | 0 | 0 | 0 | 0 | 0 | 0 | 0 | 0 | 0 | 0 | 0 | 0 | 0 | 0 | 0 | 0
Integrated gasification combined cycle | 0 | 0 | 0 | 0 | 0 | 0 | 0 | 0 | 0 | 0 | 0 | 0 | 0 | 0 | 0 | 0
Fluidized bed combustion | 0 | 0 | 0 | 0 | 0 | 0 | 0 | 0 | 0 | 0 | 0 | 0 | 0 | 0 | 0 | 0
Steam turbine | 0 | 0 | 0 | 0 | 0 | 0 | 0 | 0 | 0 | 0 | 0 | 0 | 0 | 0 | 0 | 0

## Net Capacities
FR: Net capacities installed (MW) | 2000 | 2005 | 2010 | 2015 | 2020 | 2025 | 2030 | 2035 | 2040 | 2045 | 2050 | 00-'10 | 10-'20 | 20-'30 | 30-'40 | 40-'50
Total | 115000.5309 | 116222.9989 | 124600.086 | 129997.477 | 149925.6901 | 149376.6392 | 146358.7238 | 137432.4778 | 163986.522 | 174383.7515 | 189314.3281 | 0.80495 | 1.8675 | -0.2405 | 1.1437 | 1.4466
Nuclear | 63183 | 63363 | 63130 | 63130 | 62890 | 62890 | 53880 | 34225 | 34679.6 | 34442.4 | 31328.6 | -0.0083915 | -0.038082 | -1.5344 | -4.3104 | -1.0111
Nuclear - current | 63183 | 63363 | 63130 | 63130 | 62890 | 62890 | 53880 | 34225 | 34679.6 | 34442.4 | 31328.6 | -0.0083915 | -0.038082 | -1.5344 | -4.3104 | -1.0111
Nuclear III | 0 | 0 | 0 | 0 | 0 | 0 | 0 | 0 | 0 | 0 | 0 | 0 | 0 | 0 | 0 | 0
Nuclear IV | 0 | 0 | 0 | 0 | 0 | 0 | 0 | 0 | 0 | 0 | 0 | 0 | 0 | 0 | 0 | 0
Conventional thermal | 26118.683 | 26473.768 | 28847.686 | 24311.485 | 23178.0286 | 20884.9587 | 19493.5031 | 15882.5789 | 14033.1093 | 10627.7079 | 13029.6229 | 0.99874 | -2.1645 | -1.7163 | -3.2332 | -0.73919
Coal fired | 11009.6 | 9647.6 | 8482.2 | 4476.5 | 3933 | 3356.2 | 1469.7 | 19.6 | 14.9 | 0 | 0 | -2.5743 | -7.3977 | -9.3745 | -36.8177 | 0
Integrated gasification combined cycle | 0 | 0 | 0 | 0 | 0 | 0 | 0 | 0 | 0 | 0 | 0 | 0 | 0 | 0 | 0 | 0
Supercritical steam turbine | 0 | 0 | 0 | 0 | 0 | 0 | 0 | 0 | 0 | 0 | 0 | 0 | 0 | 0 | 0 | 0
Fluidized bed combustion | 364.3 | 364.3 | 364.3 | 364.3 | 364.3 | 364.3 | 235 | 0 | 0 | 0 | 0 | 0 | 0 | -4.2892 | 0 | 0
Steam turbine | 10645.3 | 9283.3 | 8117.9 | 4112.2 | 3568.7 | 2991.9 | 1234.7 | 19.6 | 14.9 | 0 | 0 | -2.6741 | -7.89 | -10.0699 | -35.7072 | 0
Lignite fired | 0 | 0 | 0 | 0 | 0 | 0 | 0 | 0 | 0 | 0 | 0 | 0 | 0 | 0 | 0 | 0
Integrated gasification combined cycle | 0 | 0 | 0 | 0 | 0 | 0 | 0 | 0 | 0 | 0 | 0 | 0 | 0 | 0 | 0 | 0
Supercritical steam turbine | 0 | 0 | 0 | 0 | 0 | 0 | 0 | 0 | 0 | 0 | 0 | 0 | 0 | 0 | 0 | 0
Fluidized bed combustion | 0 | 0 | 0 | 0 | 0 | 0 | 0 | 0 | 0 | 0 | 0 | 0 | 0 | 0 | 0 | 0
Steam turbine | 0 | 0 | 0 | 0 | 0 | 0 | 0 | 0 | 0 | 0 | 0 | 0 | 0 | 0 | 0 | 0
Gas fired | 3026.313 | 5117.398 | 8295.696 | 9850.425 | 10875.8638 | 11858.8212 | 13611.9949 | 12712.1787 | 11694.1904 | 8458.7404 | 11149.6054 | 10.6099 | 2.7451 | 2.2694 | -1.5071 | -0.47575
Gas turbine combined cycle | 691.1 | 2500 | 5540 | 7156.8 | 8047.2688 | 9248.5988 | 11769.2825 | 11105.2213 | 10523.375 | 7633.375 | 10340.11 | 23.1394 | 3.8039 | 3.8748 | -1.1127 | -0.17553
Gas turbine | 1109.92 | 1121.48 | 1311.58 | 1264.58 | 1385.68 | 1163.48 | 706.78 | 583.22 | 223.5 | 0 | 0 | 1.6835 | 0.5511 | -6.5107 | -10.875 | 0
Steam turbine | 536 | 638.45 | 579.12 | 510.92 | 670.2851 | 1201.2154 | 1058.8154 | 969.1154 | 947.3154 | 825.3654 | 809.4954 | 0.77676 | 1.4727 | 4.6782 | -1.1066 | -1.5599
Internal combustion engine | 689.293 | 857.468 | 864.996 | 918.125 | 772.63 | 245.527 | 77.117 | 54.622 | 0 | 0 | 0 | 2.2966 | -1.1229 | -20.5822 | 0 | 0
Derived gas fired | 771.5 | 754.5 | 561 | 369.3 | 361.3 | 434.9635 | 494.6503 | 516.5653 | 528.7085 | 551.9803 | 551.9803 | -3.1359 | -4.3047 | 3.1913 | 0.66808 | 0.43168
Refinery gas fired | 363.5 | 356.5 | 302 | 111 | 99 | 72.5089 | 63.9659 | 75.923 | 75.923 | 75.923 | 75.923 | -1.8365 | -10.5536 | -4.2737 | 1.7285 | 0
Diesel oil fired | 1658.5 | 1682.62 | 2092.92 | 2041.32 | 1752.82 | 1293.22 | 812.28 | 763.8 | 0 | 0 | 0 | 2.3537 | -1.7577 | -7.403 | 0 | 0
Gas turbine combined cycle | 0 | 0 | 0 | 0 | 0 | 0 | 0 | 0 | 0 | 0 | 0 | 0 | 0 | 0 | 0 | 0
Gas turbine | 1064.9 | 1105.28 | 1637.28 | 1605.78 | 1502.28 | 1144.48 | 690.48 | 642 | 0 | 0 | 0 | 4.3954 | -0.85683 | -7.4791 | 0 | 0
Steam turbine | 0 | 0 | 0 | 0 | 0 | 0 | 0 | 0 | 0 | 0 | 0 | 0 | 0 | 0 | 0 | 0
Internal combustion engine | 593.6 | 577.34 | 455.64 | 435.54 | 250.54 | 148.74 | 121.8 | 121.8 | 0 | 0 | 0 | -2.6104 | -5.8055 | -6.9584 | 0 | 0
Fuel Oil fired | 8558.4 | 8048 | 7930.8 | 6022.7 | 4607.5 | 2017.5 | 1055.1 | 14.1 | 0 | 0 | 0 | -0.7587 | -5.2859 | -13.7056 | 0 | 0
Integrated gasification combined cycle | 0 | 0 | 0 | 0 | 0 | 0 | 0 | 0 | 0 | 0 | 0 | 0 | 0 | 0 | 0 | 0
Supercritical steam turbine | 0 | 0 | 0 | 0 | 0 | 0 | 0 | 0 | 0 | 0 | 0 | 0 | 0 | 0 | 0 | 0
Steam turbine | 8558.4 | 8048 | 7930.8 | 6022.7 | 4607.5 | 2017.5 | 1055.1 | 14.1 | 0 | 0 | 0 | -0.7587 | -5.2859 | -13.7056 | 0 | 0
Solid biomass & waste fired | 730.87 | 867.15 | 1183.07 | 1440.24 | 1548.5448 | 1851.7452 | 1985.812 | 1780.412 | 1719.3875 | 1541.0643 | 1252.1143 | 4.9342 | 2.7286 | 2.5183 | -1.4303 | -3.1216
Integrated gasification combined cycle | 0 | 0 | 0 | 0 | 0 | 0 | 0 | 0 | 0 | 0 | 0 | 0 | 0 | 0 | 0 | 0
Fluidized bed combustion | 700.87 | 837.15 | 1136.7 | 1334.57 | 1435.2748 | 1487.6202 | 1558.002 | 1352.602 | 1291.5775 | 1143.2543 | 854.3043 | 4.9544 | 2.3597 | 0.82385 | -1.8579 | -4.0491
Steam turbine | 30 | 30 | 46.37 | 105.67 | 113.27 | 364.125 | 427.81 | 427.81 | 427.81 | 397.81 | 397.81 | 4.4508 | 9.3422 | 14.2125 | 0 | -0.72441
Fuel cells | 0 | 0 | 0 | 0 | 0 | 0 | 0 | 0 | 0 | 0 | 0 | 0 | 0 | 0 | 0 | 0
Natural gas fuel cell power plant | 0 | 0 | 0 | 0 | 0 | 0 | 0 | 0 | 0 | 0 | 0 | 0 | 0 | 0 | 0 | 0
Hydrogen fuel cell power plant | 0 | 0 | 0 | 0 | 0 | 0 | 0 | 0 | 0 | 0 | 0 | 0 | 0 | 0 | 0 | 0
Wind | 38 | 690 | 5912 | 10217 | 22760.2375 | 23754.78 | 27690.7617 | 34133.7654 | 45540.1713 | 51743.7871 | 58798.5142 | 65.6514 | 14.4311 | 1.9802 | 5.1008 | 2.5881
Onshore | 38 | 690 | 5912 | 10217 | 22592.8375 | 23389.6083 | 25992.6833 | 29871.2021 | 36473.0946 | 39999.2771 | 44417.4209 | 65.6514 | 14.3467 | 1.4117 | 3.4456 | 1.9901
Offshore | 0 | 0 | 0 | 0 | 167.4 | 365.1717 | 1698.0783 | 4262.5633 | 9067.0767 | 11744.51 | 14381.0933 | 0 | 0 | 26.0725 | 18.2363 | 4.7207
Solar photovoltaics | 7 | 13 | 1044 | 6755 | 15212.207 | 15829.8835 | 18971.342 | 26576.0165 | 42773.0245 | 50431.7395 | 58559.474 | 64.953 | 30.7221 | 2.2329 | 8.4694 | 3.1912
Solar thermal | 2.5 | 2.5 | 0 | 12 | 12 | 12 | 12 | 12 | 0 | 0 | 0 | 0 | 0 | 0 | 0 | 0
Geothermal | 0 | 0 | 1.4 | 1.4 | 1.4 | 1.4 | 1.4 | 0 | 0 | 0 | 0 | 0 | 0 | 0 | 0 | 0
Tide, wave and ocean | 240 | 240 | 240 | 240 | 255 | 255 | 255 | 255 | 255 | 255 | 515 | 0 | 0.60809 | 0 | 0 | 7.282
Tidal | 240 | 240 | 240 | 240 | 255 | 255 | 255 | 255 | 255 | 255 | 515 | 0 | 0.60809 | 0 | 0 | 7.282
Wave and ocean | 0 | 0 | 0 | 0 | 0 | 0 | 0 | 0 | 0 | 0 | 0 | 0 | 0 | 0 | 0 | 0
Hydro | 18261.7479 | 18291.1309 | 18447.4 | 18352.992 | 18639.217 | 18771.017 | 19077.117 | 19370.517 | 19728.017 | 19905.517 | 20105.517 | 0.1012 | 0.1035 | 0.23249 | 0.33607 | 0.18972
Run-of-river | 8546.739 | 8576.122 | 8697.0911 | 8661.6831 | 8855.9081 | 8987.7081 | 9293.8081 | 9587.2081 | 9944.7081 | 10122.2081 | 10322.2081 | 0.17454 | 0.18113 | 0.4838 | 0.67922 | 0.37327
Reservoirs (dams) | 9715.0089 | 9715.0089 | 9750.3089 | 9691.3089 | 9783.3089 | 9783.3089 | 9783.3089 | 9783.3089 | 9783.3089 | 9783.3089 | 9783.3089 | 0.036276 | 0.033794 | 0 | 0 | 0
Pump storage | 7149.6 | 7149.6 | 6977.6 | 6977.6 | 6977.6 | 6977.6 | 6977.6 | 6977.6 | 6977.6 | 6977.6 | 6977.6 | -0.24322 | 0 | 0 | 0 | 0
Electricity only | 111030.1679 | 111287.4209 | 119847.625 | 125509.767 | 145726.0951 | 145972.0366 | 143655.8554 | 135800.1456 | 163037.7818 | 173686.5326 | 184735.8442 | 0.76712 | 1.9743 | -0.14298 | 1.2737 | 1.2573
Nuclear | 63183 | 63363 | 63130 | 63130 | 62890 | 62890 | 53880 | 34225 | 34679.6 | 34442.4 | 31328.6 | -0.0083915 | -0.038082 | -1.5344 | -4.3104 | -1.0111
Nuclear - current | 63183 | 63363 | 63130 | 63130 | 62890 | 62890 | 53880 | 34225 | 34679.6 | 34442.4 | 31328.6 | -0.0083915 | -0.038082 | -1.5344 | -4.3104 | -1.0111
Nuclear III | 0 | 0 | 0 | 0 | 0 | 0 | 0 | 0 | 0 | 0 | 0 | 0 | 0 | 0 | 0 | 0
Nuclear IV | 0 | 0 | 0 | 0 | 0 | 0 | 0 | 0 | 0 | 0 | 0 | 0 | 0 | 0 | 0 | 0
Conventional thermal | 22148.32 | 21538.19 | 24095.225 | 19823.775 | 18978.4336 | 17480.3561 | 16790.6348 | 14250.2467 | 13084.369 | 9930.489 | 8451.139 | 0.84608 | -2.3588 | -1.2173 | -2.4632 | -4.277
Coal fired | 10534.3 | 9192.3 | 8145 | 4286.8 | 3777.7 | 3257.7 | 1400.7 | 0 | 0 | 0 | 0 | -2.5395 | -7.3952 | -9.4451 | 0 | 0
Integrated gasification combined cycle | 0 | 0 | 0 | 0 | 0 | 0 | 0 | 0 | 0 | 0 | 0 | 0 | 0 | 0 | 0 | 0
Supercritical steam turbine | 0 | 0 | 0 | 0 | 0 | 0 | 0 | 0 | 0 | 0 | 0 | 0 | 0 | 0 | 0 | 0
Fluidized bed combustion | 352 | 352 | 352 | 352 | 352 | 352 | 235 | 0 | 0 | 0 | 0 | 0 | 0 | -3.9599 | 0 | 0
Steam turbine | 10182.3 | 8840.3 | 7793 | 3934.8 | 3425.7 | 2905.7 | 1165.7 | 0 | 0 | 0 | 0 | -2.6388 | -7.8905 | -10.2191 | 0 | 0
Lignite fired | 0 | 0 | 0 | 0 | 0 | 0 | 0 | 0 | 0 | 0 | 0 | 0 | 0 | 0 | 0 | 0
Integrated gasification combined cycle | 0 | 0 | 0 | 0 | 0 | 0 | 0 | 0 | 0 | 0 | 0 | 0 | 0 | 0 | 0 | 0
Supercritical steam turbine | 0 | 0 | 0 | 0 | 0 | 0 | 0 | 0 | 0 | 0 | 0 | 0 | 0 | 0 | 0 | 0
Fluidized bed combustion | 0 | 0 | 0 | 0 | 0 | 0 | 0 | 0 | 0 | 0 | 0 | 0 | 0 | 0 | 0 | 0
Steam turbine | 0 | 0 | 0 | 0 | 0 | 0 | 0 | 0 | 0 | 0 | 0 | 0 | 0 | 0 | 0 | 0
Gas fired | 606.77 | 1826.99 | 5091.205 | 6697.355 | 7858.2889 | 9542.2491 | 11963.2079 | 11952.2666 | 11513.8704 | 8431.4704 | 7133.3704 | 23.7028 | 4.4361 | 4.2922 | -0.3821 | -4.6749
Gas turbine combined cycle | 112 | 1299.3 | 4339.3 | 5956.1 | 6846.5688 | 8047.8988 | 10568.5825 | 10601.6213 | 10523.375 | 7633.375 | 6335.275 | 44.1518 | 4.6659 | 4.437 | -0.042858 | -4.948
Gas turbine | 299.32 | 269.55 | 502.53 | 458.53 | 579.63 | 568.23 | 562.23 | 552 | 192.4 | 0 | 0 | 5.318 | 1.4376 | -0.30433 | -10.1684 | 0
Steam turbine | 107.25 | 106.65 | 103.65 | 136.45 | 308.1151 | 862.0454 | 831.8454 | 798.0954 | 798.0954 | 798.0954 | 798.0954 | -0.34084 | 11.5101 | 10.4417 | -0.41333 | 0
Internal combustion engine | 88.2 | 151.49 | 145.725 | 146.275 | 123.975 | 64.075 | 0.55 | 0.55 | 0 | 0 | 0 | 5.1493 | -1.6034 | -41.8295 | 0 | 0
Derived gas fired | 698.4 | 681.4 | 497.4 | 353.7 | 345.7 | 382.8198 | 401.563 | 400.2061 | 412.3493 | 412.3493 | 412.3493 | -3.337 | -3.5728 | 1.5092 | 0.26542 | 0
Refinery gas fired | 49.5 | 49.5 | 32.5 | 32.5 | 32.5 | 19.0518 | 19.0518 | 19.0518 | 19.0518 | 19.0518 | 19.0518 | -4.12 | 0 | -5.2006 | 0 | 0
Diesel oil fired | 1584.5 | 1551.57 | 1962.87 | 1919.57 | 1675.17 | 1236.17 | 763.8 | 763.8 | 0 | 0 | 0 | 2.1645 | -1.5724 | -7.5532 | 0 | 0
Gas turbine combined cycle | 0 | 0 | 0 | 0 | 0 | 0 | 0 | 0 | 0 | 0 | 0 | 0 | 0 | 0 | 0 | 0
Gas turbine | 1058 | 1049.9 | 1581.9 | 1552.3 | 1448.8 | 1096 | 642 | 642 | 0 | 0 | 0 | 4.1045 | -0.87506 | -7.8166 | 0 | 0
Steam turbine | 0 | 0 | 0 | 0 | 0 | 0 | 0 | 0 | 0 | 0 | 0 | 0 | 0 | 0 | 0 | 0
Internal combustion engine | 526.5 | 501.67 | 380.97 | 367.27 | 226.37 | 140.17 | 121.8 | 121.8 | 0 | 0 | 0 | -3.1835 | -5.0723 | -6.0097 | 0 | 0
Fuel Oil fired | 8308.2 | 7806.4 | 7779.6 | 5938.6 | 4549.5 | 1959.5 | 1012.6 | 3.6 | 0 | 0 | 0 | -0.65522 | -5.2235 | -13.9507 | 0 | 0
Integrated gasification combined cycle | 0 | 0 | 0 | 0 | 0 | 0 | 0 | 0 | 0 | 0 | 0 | 0 | 0 | 0 | 0 | 0
Supercritical steam turbine | 0 | 0 | 0 | 0 | 0 | 0 | 0 | 0 | 0 | 0 | 0 | 0 | 0 | 0 | 0 | 0
Steam turbine | 8308.2 | 7806.4 | 7779.6 | 5938.6 | 4549.5 | 1959.5 | 1012.6 | 3.6 | 0 | 0 | 0 | -0.65522 | -5.2235 | -13.9507 | 0 | 0
Solid biomass & waste fired | 366.65 | 430.03 | 586.65 | 595.25 | 739.5748 | 1082.8652 | 1229.712 | 1111.322 | 1139.0975 | 1067.6175 | 886.3675 | 4.8124 | 2.3435 | 5.2161 | -0.76252 | -2.4774
Integrated gasification combined cycle | 0 | 0 | 0 | 0 | 0 | 0 | 0 | 0 | 0 | 0 | 0 | 0 | 0 | 0 | 0 | 0
Fluidized bed combustion | 366.65 | 430.03 | 570.28 | 562.98 | 707.3048 | 799.7402 | 882.902 | 764.512 | 792.2875 | 720.8075 | 539.5575 | 4.5162 | 2.1767 | 2.2423 | -1.0771 | -3.7689
Steam turbine | 0 | 0 | 16.37 | 32.27 | 32.27 | 283.125 | 346.81 | 346.81 | 346.81 | 346.81 | 346.81 | 0 | 7.0225 | 26.8029 | 0 | 0
Fuel cells | 0 | 0 | 0 | 0 | 0 | 0 | 0 | 0 | 0 | 0 | 0 | 0 | 0 | 0 | 0 | 0
Natural gas fuel cell power plant | 0 | 0 | 0 | 0 | 0 | 0 | 0 | 0 | 0 | 0 | 0 | 0 | 0 | 0 | 0 | 0
Hydrogen fuel cell power plant | 0 | 0 | 0 | 0 | 0 | 0 | 0 | 0 | 0 | 0 | 0 | 0 | 0 | 0 | 0 | 0
Wind | 38 | 690 | 5912 | 10217 | 22760.2375 | 23754.78 | 27690.7617 | 34133.7654 | 45540.1713 | 51743.7871 | 58798.5142 | 65.6514 | 14.4311 | 1.9802 | 5.1008 | 2.5881
Onshore | 38 | 690 | 5912 | 10217 | 22592.8375 | 23389.6083 | 25992.6833 | 29871.2021 | 36473.0946 | 39999.2771 | 44417.4209 | 65.6514 | 14.3467 | 1.4117 | 3.4456 | 1.9901
Offshore | 0 | 0 | 0 | 0 | 167.4 | 365.1717 | 1698.0783 | 4262.5633 | 9067.0767 | 11744.51 | 14381.0933 | 0 | 0 | 26.0725 | 18.2363 | 4.7207
Solar photovoltaics | 7 | 13 | 1044 | 6755 | 15212.207 | 15829.8835 | 18971.342 | 26576.0165 | 42773.0245 | 50431.7395 | 58559.474 | 64.953 | 30.7221 | 2.2329 | 8.4694 | 3.1912
Solar thermal | 2.5 | 2.5 | 0 | 12 | 12 | 12 | 12 | 12 | 0 | 0 | 0 | 0 | 0 | 0 | 0 | 0
Geothermal | 0 | 0 | 1.4 | 1.4 | 1.4 | 1.4 | 1.4 | 0 | 0 | 0 | 0 | 0 | 0 | 0 | 0 | 0
Tide, wave and ocean | 240 | 240 | 240 | 240 | 255 | 255 | 255 | 255 | 255 | 255 | 515 | 0 | 0.60809 | 0 | 0 | 7.282
Tidal | 240 | 240 | 240 | 240 | 255 | 255 | 255 | 255 | 255 | 255 | 515 | 0 | 0.60809 | 0 | 0 | 7.282
Wave and ocean | 0 | 0 | 0 | 0 | 0 | 0 | 0 | 0 | 0 | 0 | 0 | 0 | 0 | 0 | 0 | 0
Hydro | 18261.7479 | 18291.1309 | 18447.4 | 18352.992 | 18639.217 | 18771.017 | 19077.117 | 19370.517 | 19728.017 | 19905.517 | 20105.517 | 0.1012 | 0.1035 | 0.23249 | 0.33607 | 0.18972
Run-of-river | 8546.739 | 8576.122 | 8697.0911 | 8661.6831 | 8855.9081 | 8987.7081 | 9293.8081 | 9587.2081 | 9944.7081 | 10122.2081 | 10322.2081 | 0.17454 | 0.18113 | 0.4838 | 0.67922 | 0.37327
Reservoirs (dams) | 9715.0089 | 9715.0089 | 9750.3089 | 9691.3089 | 9783.3089 | 9783.3089 | 9783.3089 | 9783.3089 | 9783.3089 | 9783.3089 | 9783.3089 | 0.036276 | 0.033794 | 0 | 0 | 0
Pump storage | 7149.6 | 7149.6 | 6977.6 | 6977.6 | 6977.6 | 6977.6 | 6977.6 | 6977.6 | 6977.6 | 6977.6 | 6977.6 | -0.24322 | 0 | 0 | 0 | 0
CHP power plants | 3970.363 | 4935.578 | 4752.461 | 4487.71 | 4199.595 | 3404.6027 | 2702.8684 | 1632.3323 | 948.7403 | 697.2189 | 573.6489 | 1.8143 | -1.2291 | -4.3111 | -9.9399 | -4.9067
Nuclear | 0 | 0 | 0 | 0 | 0 | 0 | 0 | 0 | 0 | 0 | 0 | 0 | 0 | 0 | 0 | 0
Nuclear - current | 0 | 0 | 0 | 0 | 0 | 0 | 0 | 0 | 0 | 0 | 0 | 0 | 0 | 0 | 0 | 0
Nuclear III | 0 | 0 | 0 | 0 | 0 | 0 | 0 | 0 | 0 | 0 | 0 | 0 | 0 | 0 | 0 | 0
Nuclear IV | 0 | 0 | 0 | 0 | 0 | 0 | 0 | 0 | 0 | 0 | 0 | 0 | 0 | 0 | 0 | 0
Conventional thermal | 3970.363 | 4935.578 | 4752.461 | 4487.71 | 4199.595 | 3404.6027 | 2702.8684 | 1632.3323 | 948.7403 | 697.2189 | 573.6489 | 1.8143 | -1.2291 | -4.3111 | -9.9399 | -4.9067
Coal fired | 475.3 | 455.3 | 337.2 | 189.7 | 155.3 | 98.5 | 69 | 19.6 | 14.9 | 0 | 0 | -3.3745 | -7.4602 | -7.7922 | -14.2106 | 0
Integrated gasification combined cycle | 0 | 0 | 0 | 0 | 0 | 0 | 0 | 0 | 0 | 0 | 0 | 0 | 0 | 0 | 0 | 0
Supercritical steam turbine | 0 | 0 | 0 | 0 | 0 | 0 | 0 | 0 | 0 | 0 | 0 | 0 | 0 | 0 | 0 | 0
Fluidized bed combustion | 12.3 | 12.3 | 12.3 | 12.3 | 12.3 | 12.3 | 0 | 0 | 0 | 0 | 0 | 0 | 0 | 0 | 0 | 0
Steam turbine | 463 | 443 | 324.9 | 177.4 | 143 | 86.2 | 69 | 19.6 | 14.9 | 0 | 0 | -3.4801 | -7.879 | -7.0282 | -14.2106 | 0
Lignite fired | 0 | 0 | 0 | 0 | 0 | 0 | 0 | 0 | 0 | 0 | 0 | 0 | 0 | 0 | 0 | 0
Integrated gasification combined cycle | 0 | 0 | 0 | 0 | 0 | 0 | 0 | 0 | 0 | 0 | 0 | 0 | 0 | 0 | 0 | 0
Supercritical steam turbine | 0 | 0 | 0 | 0 | 0 | 0 | 0 | 0 | 0 | 0 | 0 | 0 | 0 | 0 | 0 | 0
Fluidized bed combustion | 0 | 0 | 0 | 0 | 0 | 0 | 0 | 0 | 0 | 0 | 0 | 0 | 0 | 0 | 0 | 0
Steam turbine | 0 | 0 | 0 | 0 | 0 | 0 | 0 | 0 | 0 | 0 | 0 | 0 | 0 | 0 | 0 | 0
Gas fired | 2419.543 | 3290.408 | 3204.491 | 3153.07 | 3017.575 | 2316.572 | 1648.787 | 759.912 | 180.32 | 27.27 | 11.4 | 2.8496 | -0.59919 | -5.8651 | -19.8529 | -24.1272
Gas turbine combined cycle | 579.1 | 1200.7 | 1200.7 | 1200.7 | 1200.7 | 1200.7 | 1200.7 | 503.6 | 0 | 0 | 0 | 7.5643 | 0 | 0 | 0 | 0
Gas turbine | 810.6 | 851.93 | 809.05 | 806.05 | 806.05 | 595.25 | 144.55 | 31.22 | 31.1 | 0 | 0 | -0.019138 | -0.037143 | -15.7896 | -14.2421 | 0
Steam turbine | 428.75 | 531.8 | 475.47 | 374.47 | 362.17 | 339.17 | 226.97 | 171.02 | 149.22 | 27.27 | 11.4 | 1.0397 | -2.6852 | -4.5655 | -4.1072 | -22.6772
Internal combustion engine | 601.093 | 705.978 | 719.271 | 771.85 | 648.655 | 181.452 | 76.567 | 54.072 | 0 | 0 | 0 | 1.8111 | -1.0281 | -19.2388 | 0 | 0
Derived gas fired | 73.1 | 73.1 | 63.6 | 15.6 | 15.6 | 52.1437 | 93.0873 | 116.3592 | 116.3592 | 139.631 | 139.631 | -1.3825 | -13.1106 | 19.5574 | 2.2565 | 1.8399
Refinery gas fired | 314 | 307 | 269.5 | 78.5 | 66.5 | 53.457 | 44.9141 | 56.8711 | 56.8711 | 56.8711 | 56.8711 | -1.5166 | -13.0587 | -3.8485 | 2.3884 | 0
Diesel oil fired | 74 | 131.05 | 130.05 | 121.75 | 77.65 | 57.05 | 48.48 | 0 | 0 | 0 | 0 | 5.8005 | -5.0264 | -4.6014 | 0 | 0
Gas turbine combined cycle | 0 | 0 | 0 | 0 | 0 | 0 | 0 | 0 | 0 | 0 | 0 | 0 | 0 | 0 | 0 | 0
Gas turbine | 6.9 | 55.38 | 55.38 | 53.48 | 53.48 | 48.48 | 48.48 | 0 | 0 | 0 | 0 | 23.1545 | -0.3485 | -0.97676 | 0 | 0
Steam turbine | 0 | 0 | 0 | 0 | 0 | 0 | 0 | 0 | 0 | 0 | 0 | 0 | 0 | 0 | 0 | 0
Internal combustion engine | 67.1 | 75.67 | 74.67 | 68.27 | 24.17 | 8.57 | 0 | 0 | 0 | 0 | 0 | 1.0747 | -10.6668 | 0 | 0 | 0
Fuel Oil fired | 250.2 | 241.6 | 151.2 | 84.1 | 58 | 58 | 42.5 | 10.5 | 0 | 0 | 0 | -4.9118 | -9.1369 | -3.0615 | 0 | 0
Integrated gasification combined cycle | 0 | 0 | 0 | 0 | 0 | 0 | 0 | 0 | 0 | 0 | 0 | 0 | 0 | 0 | 0 | 0
Supercritical steam turbine | 0 | 0 | 0 | 0 | 0 | 0 | 0 | 0 | 0 | 0 | 0 | 0 | 0 | 0 | 0 | 0
Steam turbine | 250.2 | 241.6 | 151.2 | 84.1 | 58 | 58 | 42.5 | 10.5 | 0 | 0 | 0 | -4.9118 | -9.1369 | -3.0615 | 0 | 0
Solid biomass & waste fired | 364.22 | 437.12 | 596.42 | 844.99 | 808.97 | 768.88 | 756.1 | 669.09 | 580.29 | 473.4468 | 365.7468 | 5.0555 | 3.0951 | -0.6736 | -2.6117 | -4.511
Integrated gasification combined cycle | 0 | 0 | 0 | 0 | 0 | 0 | 0 | 0 | 0 | 0 | 0 | 0 | 0 | 0 | 0 | 0
Fluidized bed combustion | 334.22 | 407.12 | 566.42 | 771.59 | 727.97 | 687.88 | 675.1 | 588.09 | 499.29 | 422.4468 | 314.7468 | 5.417 | 2.541 | -0.75115 | -2.9717 | -4.5094
Steam turbine | 30 | 30 | 30 | 73.4 | 81 | 81 | 81 | 81 | 81 | 51 | 51 | 0 | 10.4425 | 0 | 0 | -4.5209
Electricity only equipped with CCS | 0 | 0 | 0 | 0 | 0 | 0 | 0 | 0 | 0 | 0 | 4004.835 | 0 | 0 | 0 | 0 | 0
Conventional thermal | 0 | 0 | 0 | 0 | 0 | 0 | 0 | 0 | 0 | 0 | 4004.835 | 0 | 0 | 0 | 0 | 0
Coal fired | 0 | 0 | 0 | 0 | 0 | 0 | 0 | 0 | 0 | 0 | 0 | 0 | 0 | 0 | 0 | 0
Integrated gasification combined cycle | 0 | 0 | 0 | 0 | 0 | 0 | 0 | 0 | 0 | 0 | 0 | 0 | 0 | 0 | 0 | 0
Supercritical steam turbine | 0 | 0 | 0 | 0 | 0 | 0 | 0 | 0 | 0 | 0 | 0 | 0 | 0 | 0 | 0 | 0
Fluidized bed combustion | 0 | 0 | 0 | 0 | 0 | 0 | 0 | 0 | 0 | 0 | 0 | 0 | 0 | 0 | 0 | 0
Steam turbine | 0 | 0 | 0 | 0 | 0 | 0 | 0 | 0 | 0 | 0 | 0 | 0 | 0 | 0 | 0 | 0
Lignite fired | 0 | 0 | 0 | 0 | 0 | 0 | 0 | 0 | 0 | 0 | 0 | 0 | 0 | 0 | 0 | 0
Integrated gasification combined cycle | 0 | 0 | 0 | 0 | 0 | 0 | 0 | 0 | 0 | 0 | 0 | 0 | 0 | 0 | 0 | 0
Supercritical steam turbine | 0 | 0 | 0 | 0 | 0 | 0 | 0 | 0 | 0 | 0 | 0 | 0 | 0 | 0 | 0 | 0
Fluidized bed combustion | 0 | 0 | 0 | 0 | 0 | 0 | 0 | 0 | 0 | 0 | 0 | 0 | 0 | 0 | 0 | 0
Steam turbine | 0 | 0 | 0 | 0 | 0 | 0 | 0 | 0 | 0 | 0 | 0 | 0 | 0 | 0 | 0 | 0
Gas fired | 0 | 0 | 0 | 0 | 0 | 0 | 0 | 0 | 0 | 0 | 4004.835 | 0 | 0 | 0 | 0 | 0
Gas turbine combined cycle | 0 | 0 | 0 | 0 | 0 | 0 | 0 | 0 | 0 | 0 | 4004.835 | 0 | 0 | 0 | 0 | 0
Gas turbine | 0 | 0 | 0 | 0 | 0 | 0 | 0 | 0 | 0 | 0 | 0 | 0 | 0 | 0 | 0 | 0
Steam turbine | 0 | 0 | 0 | 0 | 0 | 0 | 0 | 0 | 0 | 0 | 0 | 0 | 0 | 0 | 0 | 0
Internal combustion engine | 0 | 0 | 0 | 0 | 0 | 0 | 0 | 0 | 0 | 0 | 0 | 0 | 0 | 0 | 0 | 0
Derived gas fired | 0 | 0 | 0 | 0 | 0 | 0 | 0 | 0 | 0 | 0 | 0 | 0 | 0 | 0 | 0 | 0
Refinery gas fired | 0 | 0 | 0 | 0 | 0 | 0 | 0 | 0 | 0 | 0 | 0 | 0 | 0 | 0 | 0 | 0
Diesel oil fired | 0 | 0 | 0 | 0 | 0 | 0 | 0 | 0 | 0 | 0 | 0 | 0 | 0 | 0 | 0 | 0
Gas turbine combined cycle | 0 | 0 | 0 | 0 | 0 | 0 | 0 | 0 | 0 | 0 | 0 | 0 | 0 | 0 | 0 | 0
Gas turbine | 0 | 0 | 0 | 0 | 0 | 0 | 0 | 0 | 0 | 0 | 0 | 0 | 0 | 0 | 0 | 0
Steam turbine | 0 | 0 | 0 | 0 | 0 | 0 | 0 | 0 | 0 | 0 | 0 | 0 | 0 | 0 | 0 | 0
Internal combustion engine | 0 | 0 | 0 | 0 | 0 | 0 | 0 | 0 | 0 | 0 | 0 | 0 | 0 | 0 | 0 | 0
Fuel Oil fired | 0 | 0 | 0 | 0 | 0 | 0 | 0 | 0 | 0 | 0 | 0 | 0 | 0 | 0 | 0 | 0
Integrated gasification combined cycle | 0 | 0 | 0 | 0 | 0 | 0 | 0 | 0 | 0 | 0 | 0 | 0 | 0 | 0 | 0 | 0
Supercritical steam turbine | 0 | 0 | 0 | 0 | 0 | 0 | 0 | 0 | 0 | 0 | 0 | 0 | 0 | 0 | 0 | 0
Steam turbine | 0 | 0 | 0 | 0 | 0 | 0 | 0 | 0 | 0 | 0 | 0 | 0 | 0 | 0 | 0 | 0
Solid biomass & waste fired | 0 | 0 | 0 | 0 | 0 | 0 | 0 | 0 | 0 | 0 | 0 | 0 | 0 | 0 | 0 | 0
Integrated gasification combined cycle | 0 | 0 | 0 | 0 | 0 | 0 | 0 | 0 | 0 | 0 | 0 | 0 | 0 | 0 | 0 | 0
Fluidized bed combustion | 0 | 0 | 0 | 0 | 0 | 0 | 0 | 0 | 0 | 0 | 0 | 0 | 0 | 0 | 0 | 0
Steam turbine | 0 | 0 | 0 | 0 | 0 | 0 | 0 | 0 | 0 | 0 | 0 | 0 | 0 | 0 | 0 | 0
CHP power plants equipped with CCS | 0 | 0 | 0 | 0 | 0 | 0 | 0 | 0 | 0 | 0 | 0 | 0 | 0 | 0 | 0 | 0
Conventional thermal | 0 | 0 | 0 | 0 | 0 | 0 | 0 | 0 | 0 | 0 | 0 | 0 | 0 | 0 | 0 | 0
Coal fired | 0 | 0 | 0 | 0 | 0 | 0 | 0 | 0 | 0 | 0 | 0 | 0 | 0 | 0 | 0 | 0
Integrated gasification combined cycle | 0 | 0 | 0 | 0 | 0 | 0 | 0 | 0 | 0 | 0 | 0 | 0 | 0 | 0 | 0 | 0
Supercritical steam turbine | 0 | 0 | 0 | 0 | 0 | 0 | 0 | 0 | 0 | 0 | 0 | 0 | 0 | 0 | 0 | 0
Fluidized bed combustion | 0 | 0 | 0 | 0 | 0 | 0 | 0 | 0 | 0 | 0 | 0 | 0 | 0 | 0 | 0 | 0
Steam turbine | 0 | 0 | 0 | 0 | 0 | 0 | 0 | 0 | 0 | 0 | 0 | 0 | 0 | 0 | 0 | 0
Lignite fired | 0 | 0 | 0 | 0 | 0 | 0 | 0 | 0 | 0 | 0 | 0 | 0 | 0 | 0 | 0 | 0
Integrated gasification combined cycle | 0 | 0 | 0 | 0 | 0 | 0 | 0 | 0 | 0 | 0 | 0 | 0 | 0 | 0 | 0 | 0
Supercritical steam turbine | 0 | 0 | 0 | 0 | 0 | 0 | 0 | 0 | 0 | 0 | 0 | 0 | 0 | 0 | 0 | 0
Fluidized bed combustion | 0 | 0 | 0 | 0 | 0 | 0 | 0 | 0 | 0 | 0 | 0 | 0 | 0 | 0 | 0 | 0
Steam turbine | 0 | 0 | 0 | 0 | 0 | 0 | 0 | 0 | 0 | 0 | 0 | 0 | 0 | 0 | 0 | 0
Gas fired | 0 | 0 | 0 | 0 | 0 | 0 | 0 | 0 | 0 | 0 | 0 | 0 | 0 | 0 | 0 | 0
Gas turbine combined cycle | 0 | 0 | 0 | 0 | 0 | 0 | 0 | 0 | 0 | 0 | 0 | 0 | 0 | 0 | 0 | 0
Gas turbine | 0 | 0 | 0 | 0 | 0 | 0 | 0 | 0 | 0 | 0 | 0 | 0 | 0 | 0 | 0 | 0
Steam turbine | 0 | 0 | 0 | 0 | 0 | 0 | 0 | 0 | 0 | 0 | 0 | 0 | 0 | 0 | 0 | 0
Internal combustion engine | 0 | 0 | 0 | 0 | 0 | 0 | 0 | 0 | 0 | 0 | 0 | 0 | 0 | 0 | 0 | 0
Derived gas fired | 0 | 0 | 0 | 0 | 0 | 0 | 0 | 0 | 0 | 0 | 0 | 0 | 0 | 0 | 0 | 0
Refinery gas fired | 0 | 0 | 0 | 0 | 0 | 0 | 0 | 0 | 0 | 0 | 0 | 0 | 0 | 0 | 0 | 0
Diesel oil fired | 0 | 0 | 0 | 0 | 0 | 0 | 0 | 0 | 0 | 0 | 0 | 0 | 0 | 0 | 0 | 0
Gas turbine combined cycle | 0 | 0 | 0 | 0 | 0 | 0 | 0 | 0 | 0 | 0 | 0 | 0 | 0 | 0 | 0 | 0
Gas turbine | 0 | 0 | 0 | 0 | 0 | 0 | 0 | 0 | 0 | 0 | 0 | 0 | 0 | 0 | 0 | 0
Steam turbine | 0 | 0 | 0 | 0 | 0 | 0 | 0 | 0 | 0 | 0 | 0 | 0 | 0 | 0 | 0 | 0
Internal combustion engine | 0 | 0 | 0 | 0 | 0 | 0 | 0 | 0 | 0 | 0 | 0 | 0 | 0 | 0 | 0 | 0
Fuel Oil fired | 0 | 0 | 0 | 0 | 0 | 0 | 0 | 0 | 0 | 0 | 0 | 0 | 0 | 0 | 0 | 0
Integrated gasification combined cycle | 0 | 0 | 0 | 0 | 0 | 0 | 0 | 0 | 0 | 0 | 0 | 0 | 0 | 0 | 0 | 0
Supercritical steam turbine | 0 | 0 | 0 | 0 | 0 | 0 | 0 | 0 | 0 | 0 | 0 | 0 | 0 | 0 | 0 | 0
Steam turbine | 0 | 0 | 0 | 0 | 0 | 0 | 0 | 0 | 0 | 0 | 0 | 0 | 0 | 0 | 0 | 0
Solid biomass & waste fired | 0 | 0 | 0 | 0 | 0 | 0 | 0 | 0 | 0 | 0 | 0 | 0 | 0 | 0 | 0 | 0
Integrated gasification combined cycle | 0 | 0 | 0 | 0 | 0 | 0 | 0 | 0 | 0 | 0 | 0 | 0 | 0 | 0 | 0 | 0
Fluidized bed combustion | 0 | 0 | 0 | 0 | 0 | 0 | 0 | 0 | 0 | 0 | 0 | 0 | 0 | 0 | 0 | 0
Steam turbine | 0 | 0 | 0 | 0 | 0 | 0 | 0 | 0 | 0 | 0 | 0 | 0 | 0 | 0 | 0 | 0

## Number of Units
FR: Number of units Installed | 2000 | 2005 | 2010 | 2015 | 2020 | 2025 | 2030 | 2035 | 2040 | 2045 | 2050 | 00-'10 | 10-'20 | 20-'30 | 30-'40 | 40-'50
Total | 3511 | 4300 | 15963 | 42602 | 89714 | 91073 | 102382 | 121087 | 165361 | 171119 | 196262 | 16.3505 | 18.8433 | 1.3296 | 4.911 | 1.728
Nuclear | 59 | 59 | 58 | 58 | 57 | 57 | 47 | 26 | 40 | 44 | 44 | -0.1708 | -0.17377 | -1.9105 | -1.5997 | 0.95766
Nuclear - current | 59 | 59 | 58 | 58 | 57 | 57 | 47 | 26 | 40 | 44 | 44 | -0.1708 | -0.17377 | -1.9105 | -1.5997 | 0.95766
Nuclear III | 0 | 0 | 0 | 0 | 0 | 0 | 0 | 0 | 0 | 0 | 0 | 0 | 0 | 0 | 0 | 0
Nuclear IV | 0 | 0 | 0 | 0 | 0 | 0 | 0 | 0 | 0 | 0 | 0 | 0 | 0 | 0 | 0 | 0
Conventional thermal | 1295 | 1384 | 1350 | 1301 | 1054 | 610 | 428 | 307 | 216 | 179 | 178 | 0.41681 | -2.4447 | -8.6181 | -6.6099 | -1.9163
Coal fired | 113 | 101 | 74 | 42 | 33 | 25 | 16 | 3 | 1 | 0 | 0 | -4.1449 | -7.7581 | -6.9834 | -24.2142 | 0
Integrated gasification combined cycle | 0 | 0 | 0 | 0 | 0 | 0 | 0 | 0 | 0 | 0 | 0 | 0 | 0 | 0 | 0 | 0
Supercritical steam turbine | 0 | 0 | 0 | 0 | 0 | 0 | 0 | 0 | 0 | 0 | 0 | 0 | 0 | 0 | 0 | 0
Fluidized bed combustion | 3 | 3 | 3 | 3 | 3 | 3 | 1 | 0 | 0 | 0 | 0 | 0 | 0 | -10.4042 | 0 | 0
Steam turbine | 110 | 98 | 71 | 39 | 30 | 22 | 15 | 3 | 1 | 0 | 0 | -4.2836 | -8.2542 | -6.6967 | -23.7235 | 0
Lignite fired | 0 | 0 | 0 | 0 | 0 | 0 | 0 | 0 | 0 | 0 | 0 | 0 | 0 | 0 | 0 | 0
Integrated gasification combined cycle | 0 | 0 | 0 | 0 | 0 | 0 | 0 | 0 | 0 | 0 | 0 | 0 | 0 | 0 | 0 | 0
Supercritical steam turbine | 0 | 0 | 0 | 0 | 0 | 0 | 0 | 0 | 0 | 0 | 0 | 0 | 0 | 0 | 0 | 0
Fluidized bed combustion | 0 | 0 | 0 | 0 | 0 | 0 | 0 | 0 | 0 | 0 | 0 | 0 | 0 | 0 | 0 | 0
Steam turbine | 0 | 0 | 0 | 0 | 0 | 0 | 0 | 0 | 0 | 0 | 0 | 0 | 0 | 0 | 0 | 0
Gas fired | 719 | 816 | 814 | 853 | 725 | 331 | 213 | 147 | 95 | 75 | 91 | 1.2487 | -1.1512 | -11.5283 | -7.7568 | -0.42925
Gas turbine combined cycle | 17 | 34 | 41 | 45 | 55 | 63 | 73 | 58 | 48 | 41 | 59 | 9.2027 | 2.9812 | 2.8717 | -4.1059 | 2.0848
Gas turbine | 111 | 123 | 118 | 112 | 112 | 67 | 29 | 14 | 8 | 0 | 0 | 0.61342 | -0.5205 | -12.6389 | -12.0837 | 0
Steam turbine | 80 | 80 | 68 | 75 | 82 | 82 | 61 | 43 | 39 | 34 | 32 | -1.6121 | 1.8897 | -2.9151 | -4.3746 | -1.9588
Internal combustion engine | 511 | 579 | 587 | 621 | 476 | 119 | 50 | 32 | 0 | 0 | 0 | 1.3962 | -2.0743 | -20.1755 | 0 | 0
Derived gas fired | 21 | 20 | 16 | 8 | 7 | 26 | 28 | 27 | 27 | 28 | 28 | -2.6827 | -7.9343 | 14.8698 | -0.36302 | 0.36434
Refinery gas fired | 25 | 24 | 20 | 9 | 8 | 5 | 4 | 4 | 4 | 4 | 4 | -2.2067 | -8.7556 | -6.6967 | 0 | 0
Diesel oil fired | 235 | 233 | 222 | 184 | 76 | 28 | 12 | 11 | 0 | 0 | 0 | -0.56747 | -10.1649 | -16.8549 | 0 | 0
Gas turbine combined cycle | 0 | 0 | 0 | 0 | 0 | 0 | 0 | 0 | 0 | 0 | 0 | 0 | 0 | 0 | 0 | 0
Gas turbine | 25 | 25 | 27 | 24 | 16 | 8 | 5 | 4 | 0 | 0 | 0 | 0.77258 | -5.0979 | -10.9805 | 0 | 0
Steam turbine | 0 | 0 | 0 | 0 | 0 | 0 | 0 | 0 | 0 | 0 | 0 | 0 | 0 | 0 | 0 | 0
Internal combustion engine | 210 | 208 | 195 | 160 | 60 | 20 | 7 | 7 | 0 | 0 | 0 | -0.73834 | -11.1184 | -19.3332 | 0 | 0
Fuel Oil fired | 84 | 78 | 59 | 43 | 35 | 30 | 17 | 4 | 0 | 0 | 0 | -3.4711 | -5.0879 | -6.9668 | 0 | 0
Integrated gasification combined cycle | 0 | 0 | 0 | 0 | 0 | 0 | 0 | 0 | 0 | 0 | 0 | 0 | 0 | 0 | 0 | 0
Supercritical steam turbine | 0 | 0 | 0 | 0 | 0 | 0 | 0 | 0 | 0 | 0 | 0 | 0 | 0 | 0 | 0 | 0
Steam turbine | 84 | 78 | 59 | 43 | 35 | 30 | 17 | 4 | 0 | 0 | 0 | -3.4711 | -5.0879 | -6.9668 | 0 | 0
Solid biomass & waste fired | 98 | 112 | 145 | 162 | 170 | 165 | 138 | 111 | 89 | 72 | 55 | 3.9954 | 1.6034 | -2.0639 | -4.2914 | -4.699
Integrated gasification combined cycle | 0 | 0 | 0 | 0 | 0 | 0 | 0 | 0 | 0 | 0 | 0 | 0 | 0 | 0 | 0 | 0
Fluidized bed combustion | 97 | 111 | 125 | 137 | 142 | 135 | 125 | 98 | 76 | 60 | 43 | 2.5685 | 1.2833 | -1.267 | -4.854 | -5.5362
Steam turbine | 1 | 1 | 20 | 25 | 28 | 30 | 13 | 13 | 13 | 12 | 12 | 34.9283 | 3.422 | -7.3856 | 0 | -0.79723
Fuel cells | 0 | 0 | 0 | 0 | 0 | 0 | 0 | 0 | 0 | 0 | 0 | 0 | 0 | 0 | 0 | 0
Natural gas fuel cell power plant | 0 | 0 | 0 | 0 | 0 | 0 | 0 | 0 | 0 | 0 | 0 | 0 | 0 | 0 | 0 | 0
Hydrogen fuel cell power plant | 0 | 0 | 0 | 0 | 0 | 0 | 0 | 0 | 0 | 0 | 0 | 0 | 0 | 0 | 0 | 0
Wind | 84 | 626 | 3315 | 5307 | 10774 | 11008 | 11911 | 12872 | 15294 | 15357 | 16947 | 44.4177 | 12.5095 | 1.0083 | 2.5315 | 1.0316
Onshore | 84 | 626 | 3315 | 5307 | 10741 | 10937 | 11605 | 12134 | 13780 | 13443 | 14660 | 44.4177 | 12.475 | 0.77668 | 1.7327 | 0.62096
Offshore | 0 | 0 | 0 | 0 | 33 | 71 | 306 | 738 | 1514 | 1914 | 2287 | 0 | 0 | 24.9455 | 17.3385 | 4.2111
Solar photovoltaics | 243 | 397 | 9184 | 33881 | 75601 | 77112 | 87577 | 105344 | 147131 | 152788 | 176236 | 43.7946 | 23.4666 | 1.4814 | 5.325 | 1.8214
Solar thermal | 1 | 1 | 0 | 1 | 1 | 1 | 1 | 1 | 0 | 0 | 0 | 0 | 0 | 0 | 0 | 0
Geothermal | 0 | 0 | 1 | 1 | 1 | 1 | 1 | 0 | 0 | 0 | 0 | 0 | 0 | 0 | 0 | 0
Tide, wave and ocean | 24 | 24 | 24 | 24 | 33 | 33 | 33 | 33 | 33 | 33 | 59 | 0 | 3.2358 | 0 | 0 | 5.9824
Tidal | 24 | 24 | 24 | 24 | 33 | 33 | 33 | 33 | 33 | 33 | 59 | 0 | 3.2358 | 0 | 0 | 5.9824
Wave and ocean | 0 | 0 | 0 | 0 | 0 | 0 | 0 | 0 | 0 | 0 | 0 | 0 | 0 | 0 | 0 | 0
Hydro | 1755 | 1759 | 1986 | 1984 | 2148 | 2206 | 2339 | 2459 | 2602 | 2673 | 2753 | 1.2442 | 0.78723 | 0.8555 | 1.0713 | 0.5657
Run-of-river | 1460 | 1464 | 1688 | 1692 | 1854 | 1912 | 2045 | 2165 | 2308 | 2379 | 2459 | 1.4617 | 0.94242 | 0.98535 | 1.2172 | 0.63575
Reservoirs (dams) | 295 | 295 | 298 | 292 | 294 | 294 | 294 | 294 | 294 | 294 | 294 | 0.10123 | -0.13505 | 0 | 0 | 0
Pump storage | 50 | 50 | 45 | 45 | 45 | 45 | 45 | 45 | 45 | 45 | 45 | -1.0481 | 0 | 0 | 0 | 0
Electricity only | 2647 | 3368 | 15070 | 41714 | 88998 | 90758 | 102183 | 120967 | 165300 | 171077 | 196206 | 18.997 | 19.4336 | 1.3911 | 4.9275 | 1.7288
Nuclear | 59 | 59 | 58 | 58 | 57 | 57 | 47 | 26 | 40 | 44 | 44 | -0.1708 | -0.17377 | -1.9105 | -1.5997 | 0.95766
Nuclear - current | 59 | 59 | 58 | 58 | 57 | 57 | 47 | 26 | 40 | 44 | 44 | -0.1708 | -0.17377 | -1.9105 | -1.5997 | 0.95766
Nuclear III | 0 | 0 | 0 | 0 | 0 | 0 | 0 | 0 | 0 | 0 | 0 | 0 | 0 | 0 | 0 | 0
Nuclear IV | 0 | 0 | 0 | 0 | 0 | 0 | 0 | 0 | 0 | 0 | 0 | 0 | 0 | 0 | 0 | 0
Conventional thermal | 431 | 452 | 457 | 413 | 338 | 295 | 229 | 187 | 155 | 137 | 122 | 0.58747 | -2.9713 | -3.8184 | -3.8278 | -2.3656
Coal fired | 46 | 40 | 33 | 14 | 10 | 8 | 4 | 0 | 0 | 0 | 0 | -3.2668 | -11.254 | -8.7556 | 0 | 0
Integrated gasification combined cycle | 0 | 0 | 0 | 0 | 0 | 0 | 0 | 0 | 0 | 0 | 0 | 0 | 0 | 0 | 0 | 0
Supercritical steam turbine | 0 | 0 | 0 | 0 | 0 | 0 | 0 | 0 | 0 | 0 | 0 | 0 | 0 | 0 | 0 | 0
Fluidized bed combustion | 2 | 2 | 2 | 2 | 2 | 2 | 1 | 0 | 0 | 0 | 0 | 0 | 0 | -6.6967 | 0 | 0
Steam turbine | 44 | 38 | 31 | 12 | 8 | 6 | 3 | 0 | 0 | 0 | 0 | -3.4414 | -12.6681 | -9.3426 | 0 | 0
Lignite fired | 0 | 0 | 0 | 0 | 0 | 0 | 0 | 0 | 0 | 0 | 0 | 0 | 0 | 0 | 0 | 0
Integrated gasification combined cycle | 0 | 0 | 0 | 0 | 0 | 0 | 0 | 0 | 0 | 0 | 0 | 0 | 0 | 0 | 0 | 0
Supercritical steam turbine | 0 | 0 | 0 | 0 | 0 | 0 | 0 | 0 | 0 | 0 | 0 | 0 | 0 | 0 | 0 | 0
Fluidized bed combustion | 0 | 0 | 0 | 0 | 0 | 0 | 0 | 0 | 0 | 0 | 0 | 0 | 0 | 0 | 0 | 0
Steam turbine | 0 | 0 | 0 | 0 | 0 | 0 | 0 | 0 | 0 | 0 | 0 | 0 | 0 | 0 | 0 | 0
Gas fired | 101 | 137 | 136 | 157 | 153 | 123 | 98 | 90 | 82 | 72 | 69 | 3.02 | 1.1848 | -4.3569 | -1.7667 | -1.7113
Gas turbine combined cycle | 3 | 11 | 18 | 22 | 32 | 40 | 50 | 50 | 48 | 41 | 38 | 19.6231 | 5.9224 | 4.564 | -0.40739 | -2.3091
Gas turbine | 24 | 25 | 21 | 19 | 19 | 10 | 9 | 7 | 3 | 0 | 0 | -1.3264 | -0.99584 | -7.1998 | -10.4042 | 0
Steam turbine | 16 | 15 | 14 | 31 | 40 | 42 | 37 | 31 | 31 | 31 | 31 | -1.3264 | 11.0691 | -0.77658 | -1.7537 | 0
Internal combustion engine | 58 | 86 | 83 | 85 | 62 | 31 | 2 | 2 | 0 | 0 | 0 | 3.649 | -2.8749 | -29.0645 | 0 | 0
Derived gas fired | 17 | 16 | 13 | 6 | 5 | 23 | 24 | 22 | 22 | 22 | 22 | -2.647 | -9.1128 | 16.9834 | -0.86634 | 0
Refinery gas fired | 3 | 3 | 2 | 2 | 2 | 1 | 1 | 1 | 1 | 1 | 1 | -3.9735 | 0 | -6.6967 | 0 | 0
Diesel oil fired | 171 | 160 | 150 | 117 | 44 | 19 | 11 | 11 | 0 | 0 | 0 | -1.3017 | -11.5422 | -12.9449 | 0 | 0
Gas turbine combined cycle | 0 | 0 | 0 | 0 | 0 | 0 | 0 | 0 | 0 | 0 | 0 | 0 | 0 | 0 | 0 | 0
Gas turbine | 23 | 22 | 24 | 22 | 14 | 7 | 4 | 4 | 0 | 0 | 0 | 0.4265 | -5.2473 | -11.7747 | 0 | 0
Steam turbine | 0 | 0 | 0 | 0 | 0 | 0 | 0 | 0 | 0 | 0 | 0 | 0 | 0 | 0 | 0 | 0
Internal combustion engine | 148 | 138 | 126 | 95 | 30 | 12 | 7 | 7 | 0 | 0 | 0 | -1.5964 | -13.3687 | -13.5435 | 0 | 0
Fuel Oil fired | 42 | 39 | 35 | 28 | 24 | 19 | 12 | 1 | 0 | 0 | 0 | -1.8067 | -3.7027 | -6.6967 | 0 | 0
Integrated gasification combined cycle | 0 | 0 | 0 | 0 | 0 | 0 | 0 | 0 | 0 | 0 | 0 | 0 | 0 | 0 | 0 | 0
Supercritical steam turbine | 0 | 0 | 0 | 0 | 0 | 0 | 0 | 0 | 0 | 0 | 0 | 0 | 0 | 0 | 0 | 0
Steam turbine | 42 | 39 | 35 | 28 | 24 | 19 | 12 | 1 | 0 | 0 | 0 | -1.8067 | -3.7027 | -6.6967 | 0 | 0
Solid biomass & waste fired | 51 | 57 | 88 | 89 | 100 | 102 | 79 | 62 | 50 | 42 | 30 | 5.6066 | 1.2865 | -2.3297 | -4.4712 | -4.98
Integrated gasification combined cycle | 0 | 0 | 0 | 0 | 0 | 0 | 0 | 0 | 0 | 0 | 0 | 0 | 0 | 0 | 0 | 0
Fluidized bed combustion | 51 | 57 | 69 | 69 | 80 | 80 | 74 | 57 | 45 | 37 | 25 | 3.069 | 1.4902 | -0.77658 | -4.8523 | -5.7085
Steam turbine | 0 | 0 | 19 | 20 | 20 | 22 | 5 | 5 | 5 | 5 | 5 | 0 | 0.51425 | -12.9449 | 0 | 0
Fuel cells | 0 | 0 | 0 | 0 | 0 | 0 | 0 | 0 | 0 | 0 | 0 | 0 | 0 | 0 | 0 | 0
Natural gas fuel cell power plant | 0 | 0 | 0 | 0 | 0 | 0 | 0 | 0 | 0 | 0 | 0 | 0 | 0 | 0 | 0 | 0
Hydrogen fuel cell power plant | 0 | 0 | 0 | 0 | 0 | 0 | 0 | 0 | 0 | 0 | 0 | 0 | 0 | 0 | 0 | 0
Wind | 84 | 626 | 3315 | 5307 | 10774 | 11008 | 11911 | 12872 | 15294 | 15357 | 16947 | 44.4177 | 12.5095 | 1.0083 | 2.5315 | 1.0316
Onshore | 84 | 626 | 3315 | 5307 | 10741 | 10937 | 11605 | 12134 | 13780 | 13443 | 14660 | 44.4177 | 12.475 | 0.77668 | 1.7327 | 0.62096
Offshore | 0 | 0 | 0 | 0 | 33 | 71 | 306 | 738 | 1514 | 1914 | 2287 | 0 | 0 | 24.9455 | 17.3385 | 4.2111
Solar photovoltaics | 243 | 397 | 9184 | 33881 | 75601 | 77112 | 87577 | 105344 | 147131 | 152788 | 176236 | 43.7946 | 23.4666 | 1.4814 | 5.325 | 1.8214
Solar thermal | 1 | 1 | 0 | 1 | 1 | 1 | 1 | 1 | 0 | 0 | 0 | 0 | 0 | 0 | 0 | 0
Geothermal | 0 | 0 | 1 | 1 | 1 | 1 | 1 | 0 | 0 | 0 | 0 | 0 | 0 | 0 | 0 | 0
Tide, wave and ocean | 24 | 24 | 24 | 24 | 33 | 33 | 33 | 33 | 33 | 33 | 59 | 0 | 3.2358 | 0 | 0 | 5.9824
Tidal | 24 | 24 | 24 | 24 | 33 | 33 | 33 | 33 | 33 | 33 | 59 | 0 | 3.2358 | 0 | 0 | 5.9824
Wave and ocean | 0 | 0 | 0 | 0 | 0 | 0 | 0 | 0 | 0 | 0 | 0 | 0 | 0 | 0 | 0 | 0
Hydro | 1755 | 1759 | 1986 | 1984 | 2148 | 2206 | 2339 | 2459 | 2602 | 2673 | 2753 | 1.2442 | 0.78723 | 0.8555 | 1.0713 | 0.5657
Run-of-river | 1460 | 1464 | 1688 | 1692 | 1854 | 1912 | 2045 | 2165 | 2308 | 2379 | 2459 | 1.4617 | 0.94242 | 0.98535 | 1.2172 | 0.63575
Reservoirs (dams) | 295 | 295 | 298 | 292 | 294 | 294 | 294 | 294 | 294 | 294 | 294 | 0.10123 | -0.13505 | 0 | 0 | 0
Pump storage | 50 | 50 | 45 | 45 | 45 | 45 | 45 | 45 | 45 | 45 | 45 | -1.0481 | 0 | 0 | 0 | 0
CHP power plants | 864 | 932 | 893 | 888 | 716 | 315 | 199 | 120 | 61 | 42 | 35 | 0.33068 | -2.1848 | -12.018 | -11.152 | -5.4038
Nuclear | 0 | 0 | 0 | 0 | 0 | 0 | 0 | 0 | 0 | 0 | 0 | 0 | 0 | 0 | 0 | 0
Nuclear - current | 0 | 0 | 0 | 0 | 0 | 0 | 0 | 0 | 0 | 0 | 0 | 0 | 0 | 0 | 0 | 0
Nuclear III | 0 | 0 | 0 | 0 | 0 | 0 | 0 | 0 | 0 | 0 | 0 | 0 | 0 | 0 | 0 | 0
Nuclear IV | 0 | 0 | 0 | 0 | 0 | 0 | 0 | 0 | 0 | 0 | 0 | 0 | 0 | 0 | 0 | 0
Conventional thermal | 864 | 932 | 893 | 888 | 716 | 315 | 199 | 120 | 61 | 42 | 35 | 0.33068 | -2.1848 | -12.018 | -11.152 | -5.4038
Coal fired | 67 | 61 | 41 | 28 | 23 | 17 | 12 | 3 | 1 | 0 | 0 | -4.7926 | -5.6169 | -6.2988 | -22.0023 | 0
Integrated gasification combined cycle | 0 | 0 | 0 | 0 | 0 | 0 | 0 | 0 | 0 | 0 | 0 | 0 | 0 | 0 | 0 | 0
Supercritical steam turbine | 0 | 0 | 0 | 0 | 0 | 0 | 0 | 0 | 0 | 0 | 0 | 0 | 0 | 0 | 0 | 0
Fluidized bed combustion | 1 | 1 | 1 | 1 | 1 | 1 | 0 | 0 | 0 | 0 | 0 | 0 | 0 | 0 | 0 | 0
Steam turbine | 66 | 60 | 40 | 27 | 22 | 16 | 12 | 3 | 1 | 0 | 0 | -4.8844 | -5.8032 | -5.8813 | -22.0023 | 0
Lignite fired | 0 | 0 | 0 | 0 | 0 | 0 | 0 | 0 | 0 | 0 | 0 | 0 | 0 | 0 | 0 | 0
Integrated gasification combined cycle | 0 | 0 | 0 | 0 | 0 | 0 | 0 | 0 | 0 | 0 | 0 | 0 | 0 | 0 | 0 | 0
Supercritical steam turbine | 0 | 0 | 0 | 0 | 0 | 0 | 0 | 0 | 0 | 0 | 0 | 0 | 0 | 0 | 0 | 0
Fluidized bed combustion | 0 | 0 | 0 | 0 | 0 | 0 | 0 | 0 | 0 | 0 | 0 | 0 | 0 | 0 | 0 | 0
Steam turbine | 0 | 0 | 0 | 0 | 0 | 0 | 0 | 0 | 0 | 0 | 0 | 0 | 0 | 0 | 0 | 0
Gas fired | 618 | 679 | 678 | 696 | 572 | 208 | 115 | 57 | 13 | 3 | 1 | 0.93089 | -1.6857 | -14.8215 | -19.5873 | -22.6241
Gas turbine combined cycle | 14 | 23 | 23 | 23 | 23 | 23 | 23 | 8 | 0 | 0 | 0 | 5.0897 | 0 | 0 | 0 | 0
Gas turbine | 87 | 98 | 97 | 93 | 93 | 57 | 20 | 7 | 5 | 0 | 0 | 1.094 | -0.42023 | -14.2459 | -12.9449 | 0
Steam turbine | 64 | 65 | 54 | 44 | 42 | 40 | 24 | 12 | 8 | 3 | 1 | -1.6846 | -2.4818 | -5.4425 | -10.4042 | -18.7748
Internal combustion engine | 453 | 493 | 504 | 536 | 414 | 88 | 48 | 30 | 0 | 0 | 0 | 1.0726 | -1.9479 | -19.3835 | 0 | 0
Derived gas fired | 4 | 4 | 3 | 2 | 2 | 3 | 4 | 5 | 5 | 6 | 6 | -2.8358 | -3.9735 | 7.1773 | 2.2565 | 1.8399
Refinery gas fired | 22 | 21 | 18 | 7 | 6 | 4 | 3 | 3 | 3 | 3 | 3 | -1.9867 | -10.4042 | -6.6967 | 0 | 0
Diesel oil fired | 64 | 73 | 72 | 67 | 32 | 9 | 1 | 0 | 0 | 0 | 0 | 1.1848 | -7.7892 | -29.2893 | 0 | 0
Gas turbine combined cycle | 0 | 0 | 0 | 0 | 0 | 0 | 0 | 0 | 0 | 0 | 0 | 0 | 0 | 0 | 0 | 0
Gas turbine | 2 | 3 | 3 | 2 | 2 | 1 | 1 | 0 | 0 | 0 | 0 | 4.138 | -3.9735 | -6.6967 | 0 | 0
Steam turbine | 0 | 0 | 0 | 0 | 0 | 0 | 0 | 0 | 0 | 0 | 0 | 0 | 0 | 0 | 0 | 0
Internal combustion engine | 62 | 70 | 69 | 65 | 30 | 8 | 0 | 0 | 0 | 0 | 0 | 1.0755 | -7.9917 | 0 | 0 | 0
Fuel Oil fired | 42 | 39 | 24 | 15 | 11 | 11 | 5 | 3 | 0 | 0 | 0 | -5.4425 | -7.505 | -7.5818 | 0 | 0
Integrated gasification combined cycle | 0 | 0 | 0 | 0 | 0 | 0 | 0 | 0 | 0 | 0 | 0 | 0 | 0 | 0 | 0 | 0
Supercritical steam turbine | 0 | 0 | 0 | 0 | 0 | 0 | 0 | 0 | 0 | 0 | 0 | 0 | 0 | 0 | 0 | 0
Steam turbine | 42 | 39 | 24 | 15 | 11 | 11 | 5 | 3 | 0 | 0 | 0 | -5.4425 | -7.505 | -7.5818 | 0 | 0
Solid biomass & waste fired | 47 | 55 | 57 | 73 | 70 | 63 | 59 | 49 | 39 | 30 | 25 | 1.9478 | 2.0757 | -1.695 | -4.0552 | -4.3494
Integrated gasification combined cycle | 0 | 0 | 0 | 0 | 0 | 0 | 0 | 0 | 0 | 0 | 0 | 0 | 0 | 0 | 0 | 0
Fluidized bed combustion | 46 | 54 | 56 | 68 | 62 | 55 | 51 | 41 | 31 | 23 | 18 | 1.9866 | 1.023 | -1.9341 | -4.8565 | -5.291
Steam turbine | 1 | 1 | 1 | 5 | 8 | 8 | 8 | 8 | 8 | 7 | 7 | 0 | 23.1144 | 0 | 0 | -1.3264
Electricity only equipped with CCS | 0 | 0 | 0 | 0 | 0 | 0 | 0 | 0 | 0 | 0 | 21 | 0 | 0 | 0 | 0 | 0
Conventional thermal | 0 | 0 | 0 | 0 | 0 | 0 | 0 | 0 | 0 | 0 | 21 | 0 | 0 | 0 | 0 | 0
Coal fired | 0 | 0 | 0 | 0 | 0 | 0 | 0 | 0 | 0 | 0 | 0 | 0 | 0 | 0 | 0 | 0
Integrated gasification combined cycle | 0 | 0 | 0 | 0 | 0 | 0 | 0 | 0 | 0 | 0 | 0 | 0 | 0 | 0 | 0 | 0
Supercritical steam turbine | 0 | 0 | 0 | 0 | 0 | 0 | 0 | 0 | 0 | 0 | 0 | 0 | 0 | 0 | 0 | 0
Fluidized bed combustion | 0 | 0 | 0 | 0 | 0 | 0 | 0 | 0 | 0 | 0 | 0 | 0 | 0 | 0 | 0 | 0
Steam turbine | 0 | 0 | 0 | 0 | 0 | 0 | 0 | 0 | 0 | 0 | 0 | 0 | 0 | 0 | 0 | 0
Lignite fired | 0 | 0 | 0 | 0 | 0 | 0 | 0 | 0 | 0 | 0 | 0 | 0 | 0 | 0 | 0 | 0
Integrated gasification combined cycle | 0 | 0 | 0 | 0 | 0 | 0 | 0 | 0 | 0 | 0 | 0 | 0 | 0 | 0 | 0 | 0
Supercritical steam turbine | 0 | 0 | 0 | 0 | 0 | 0 | 0 | 0 | 0 | 0 | 0 | 0 | 0 | 0 | 0 | 0
Fluidized bed combustion | 0 | 0 | 0 | 0 | 0 | 0 | 0 | 0 | 0 | 0 | 0 | 0 | 0 | 0 | 0 | 0
Steam turbine | 0 | 0 | 0 | 0 | 0 | 0 | 0 | 0 | 0 | 0 | 0 | 0 | 0 | 0 | 0 | 0
Gas fired | 0 | 0 | 0 | 0 | 0 | 0 | 0 | 0 | 0 | 0 | 21 | 0 | 0 | 0 | 0 | 0
Gas turbine combined cycle | 0 | 0 | 0 | 0 | 0 | 0 | 0 | 0 | 0 | 0 | 21 | 0 | 0 | 0 | 0 | 0
Gas turbine | 0 | 0 | 0 | 0 | 0 | 0 | 0 | 0 | 0 | 0 | 0 | 0 | 0 | 0 | 0 | 0
Steam turbine | 0 | 0 | 0 | 0 | 0 | 0 | 0 | 0 | 0 | 0 | 0 | 0 | 0 | 0 | 0 | 0
Internal combustion engine | 0 | 0 | 0 | 0 | 0 | 0 | 0 | 0 | 0 | 0 | 0 | 0 | 0 | 0 | 0 | 0
Derived gas fired | 0 | 0 | 0 | 0 | 0 | 0 | 0 | 0 | 0 | 0 | 0 | 0 | 0 | 0 | 0 | 0
Refinery gas fired | 0 | 0 | 0 | 0 | 0 | 0 | 0 | 0 | 0 | 0 | 0 | 0 | 0 | 0 | 0 | 0
Diesel oil fired | 0 | 0 | 0 | 0 | 0 | 0 | 0 | 0 | 0 | 0 | 0 | 0 | 0 | 0 | 0 | 0
Gas turbine combined cycle | 0 | 0 | 0 | 0 | 0 | 0 | 0 | 0 | 0 | 0 | 0 | 0 | 0 | 0 | 0 | 0
Gas turbine | 0 | 0 | 0 | 0 | 0 | 0 | 0 | 0 | 0 | 0 | 0 | 0 | 0 | 0 | 0 | 0
Steam turbine | 0 | 0 | 0 | 0 | 0 | 0 | 0 | 0 | 0 | 0 | 0 | 0 | 0 | 0 | 0 | 0
Internal combustion engine | 0 | 0 | 0 | 0 | 0 | 0 | 0 | 0 | 0 | 0 | 0 | 0 | 0 | 0 | 0 | 0
Fuel Oil fired | 0 | 0 | 0 | 0 | 0 | 0 | 0 | 0 | 0 | 0 | 0 | 0 | 0 | 0 | 0 | 0
Integrated gasification combined cycle | 0 | 0 | 0 | 0 | 0 | 0 | 0 | 0 | 0 | 0 | 0 | 0 | 0 | 0 | 0 | 0
Supercritical steam turbine | 0 | 0 | 0 | 0 | 0 | 0 | 0 | 0 | 0 | 0 | 0 | 0 | 0 | 0 | 0 | 0
Steam turbine | 0 | 0 | 0 | 0 | 0 | 0 | 0 | 0 | 0 | 0 | 0 | 0 | 0 | 0 | 0 | 0
Solid biomass & waste fired | 0 | 0 | 0 | 0 | 0 | 0 | 0 | 0 | 0 | 0 | 0 | 0 | 0 | 0 | 0 | 0
Integrated gasification combined cycle | 0 | 0 | 0 | 0 | 0 | 0 | 0 | 0 | 0 | 0 | 0 | 0 | 0 | 0 | 0 | 0
Fluidized bed combustion | 0 | 0 | 0 | 0 | 0 | 0 | 0 | 0 | 0 | 0 | 0 | 0 | 0 | 0 | 0 | 0
Steam turbine | 0 | 0 | 0 | 0 | 0 | 0 | 0 | 0 | 0 | 0 | 0 | 0 | 0 | 0 | 0 | 0
CHP power plants equipped with CCS | 0 | 0 | 0 | 0 | 0 | 0 | 0 | 0 | 0 | 0 | 0 | 0 | 0 | 0 | 0 | 0
Conventional thermal | 0 | 0 | 0 | 0 | 0 | 0 | 0 | 0 | 0 | 0 | 0 | 0 | 0 | 0 | 0 | 0
Coal fired | 0 | 0 | 0 | 0 | 0 | 0 | 0 | 0 | 0 | 0 | 0 | 0 | 0 | 0 | 0 | 0
Integrated gasification combined cycle | 0 | 0 | 0 | 0 | 0 | 0 | 0 | 0 | 0 | 0 | 0 | 0 | 0 | 0 | 0 | 0
Supercritical steam turbine | 0 | 0 | 0 | 0 | 0 | 0 | 0 | 0 | 0 | 0 | 0 | 0 | 0 | 0 | 0 | 0
Fluidized bed combustion | 0 | 0 | 0 | 0 | 0 | 0 | 0 | 0 | 0 | 0 | 0 | 0 | 0 | 0 | 0 | 0
Steam turbine | 0 | 0 | 0 | 0 | 0 | 0 | 0 | 0 | 0 | 0 | 0 | 0 | 0 | 0 | 0 | 0
Lignite fired | 0 | 0 | 0 | 0 | 0 | 0 | 0 | 0 | 0 | 0 | 0 | 0 | 0 | 0 | 0 | 0
Integrated gasification combined cycle | 0 | 0 | 0 | 0 | 0 | 0 | 0 | 0 | 0 | 0 | 0 | 0 | 0 | 0 | 0 | 0
Supercritical steam turbine | 0 | 0 | 0 | 0 | 0 | 0 | 0 | 0 | 0 | 0 | 0 | 0 | 0 | 0 | 0 | 0
Fluidized bed combustion | 0 | 0 | 0 | 0 | 0 | 0 | 0 | 0 | 0 | 0 | 0 | 0 | 0 | 0 | 0 | 0
Steam turbine | 0 | 0 | 0 | 0 | 0 | 0 | 0 | 0 | 0 | 0 | 0 | 0 | 0 | 0 | 0 | 0
Gas fired | 0 | 0 | 0 | 0 | 0 | 0 | 0 | 0 | 0 | 0 | 0 | 0 | 0 | 0 | 0 | 0
Gas turbine combined cycle | 0 | 0 | 0 | 0 | 0 | 0 | 0 | 0 | 0 | 0 | 0 | 0 | 0 | 0 | 0 | 0
Gas turbine | 0 | 0 | 0 | 0 | 0 | 0 | 0 | 0 | 0 | 0 | 0 | 0 | 0 | 0 | 0 | 0
Steam turbine | 0 | 0 | 0 | 0 | 0 | 0 | 0 | 0 | 0 | 0 | 0 | 0 | 0 | 0 | 0 | 0
Internal combustion engine | 0 | 0 | 0 | 0 | 0 | 0 | 0 | 0 | 0 | 0 | 0 | 0 | 0 | 0 | 0 | 0
Derived gas fired | 0 | 0 | 0 | 0 | 0 | 0 | 0 | 0 | 0 | 0 | 0 | 0 | 0 | 0 | 0 | 0
Refinery gas fired | 0 | 0 | 0 | 0 | 0 | 0 | 0 | 0 | 0 | 0 | 0 | 0 | 0 | 0 | 0 | 0
Diesel oil fired | 0 | 0 | 0 | 0 | 0 | 0 | 0 | 0 | 0 | 0 | 0 | 0 | 0 | 0 | 0 | 0
Gas turbine combined cycle | 0 | 0 | 0 | 0 | 0 | 0 | 0 | 0 | 0 | 0 | 0 | 0 | 0 | 0 | 0 | 0
Gas turbine | 0 | 0 | 0 | 0 | 0 | 0 | 0 | 0 | 0 | 0 | 0 | 0 | 0 | 0 | 0 | 0
Steam turbine | 0 | 0 | 0 | 0 | 0 | 0 | 0 | 0 | 0 | 0 | 0 | 0 | 0 | 0 | 0 | 0
Internal combustion engine | 0 | 0 | 0 | 0 | 0 | 0 | 0 | 0 | 0 | 0 | 0 | 0 | 0 | 0 | 0 | 0
Fuel Oil fired | 0 | 0 | 0 | 0 | 0 | 0 | 0 | 0 | 0 | 0 | 0 | 0 | 0 | 0 | 0 | 0
Integrated gasification combined cycle | 0 | 0 | 0 | 0 | 0 | 0 | 0 | 0 | 0 | 0 | 0 | 0 | 0 | 0 | 0 | 0
Supercritical steam turbine | 0 | 0 | 0 | 0 | 0 | 0 | 0 | 0 | 0 | 0 | 0 | 0 | 0 | 0 | 0 | 0
Steam turbine | 0 | 0 | 0 | 0 | 0 | 0 | 0 | 0 | 0 | 0 | 0 | 0 | 0 | 0 | 0 | 0
Solid biomass & waste fired | 0 | 0 | 0 | 0 | 0 | 0 | 0 | 0 | 0 | 0 | 0 | 0 | 0 | 0 | 0 | 0
Integrated gasification combined cycle | 0 | 0 | 0 | 0 | 0 | 0 | 0 | 0 | 0 | 0 | 0 | 0 | 0 | 0 | 0 | 0
Fluidized bed combustion | 0 | 0 | 0 | 0 | 0 | 0 | 0 | 0 | 0 | 0 | 0 | 0 | 0 | 0 | 0 | 0
Steam turbine | 0 | 0 | 0 | 0 | 0 | 0 | 0 | 0 | 0 | 0 | 0 | 0 | 0 | 0 | 0 | 0

## Unit Size
FR: Average unit size of installed capacities (MW net) | 2000 | 2005 | 2010 | 2015 | 2020 | 2025 | 2030 | 2035 | 2040 | 2045 | 2050 | 00-'10 | 10-'20 | 20-'30 | 30-'40 | 40-'50
Total
Nuclear | 1070.8983 | 1073.9492 | 1088.4483 | 1088.4483 | 1103.3333 | 1103.3333 | 1146.383 | 1316.3462 | 866.99 | 782.7818 | 712.0136 | 0.16268 | 0.13592 | 0.38349 | -2.7547 | -1.95
Nuclear - current | 1070.8983 | 1073.9492 | 1088.4483 | 1088.4483 | 1103.3333 | 1103.3333 | 1146.383 | 1316.3462 | 866.99 | 782.7818 | 712.0136 | 0.16268 | 0.13592 | 0.38349 | -2.7547 | -1.95
Nuclear III | 0 | 0 | 0 | 0 | 0 | 0 | 0 | 0 | 0 | 0 | 0 | 0 | 0 | 0 | 0 | 0
Nuclear IV | 0 | 0 | 0 | 0 | 0 | 0 | 0 | 0 | 0 | 0 | 0 | 0 | 0 | 0 | 0 | 0
Conventional thermal | 20.1689 | 19.1284 | 21.3687 | 18.6868 | 21.9905 | 34.2376 | 45.5456 | 51.7348 | 64.9681 | 59.3727 | 73.2001 | 0.57952 | 0.28728 | 7.5526 | 3.6157 | 1.2002
Coal fired | 97.4301 | 95.5208 | 114.6243 | 106.5833 | 119.1818 | 134.248 | 91.8563 | 6.5333 | 14.9 | 0 | 0 | 1.6385 | 0.39066 | -2.5706 | -16.6304 | 0
Integrated gasification combined cycle | 0 | 0 | 0 | 0 | 0 | 0 | 0 | 0 | 0 | 0 | 0 | 0 | 0 | 0 | 0 | 0
Supercritical steam turbine | 0 | 0 | 0 | 0 | 0 | 0 | 0 | 0 | 0 | 0 | 0 | 0 | 0 | 0 | 0 | 0
Fluidized bed combustion | 121.4333 | 121.4333 | 121.4333 | 121.4333 | 121.4333 | 121.4333 | 235 | 0 | 0 | 0 | 0 | 0 | 0 | 6.825 | 0 | 0
Steam turbine | 96.7755 | 94.7276 | 114.3366 | 105.441 | 118.9567 | 135.9955 | 82.3133 | 6.5333 | 14.9 | 0 | 0 | 1.6815 | 0.39691 | -3.6153 | -15.7109 | 0
Lignite fired | 0 | 0 | 0 | 0 | 0 | 0 | 0 | 0 | 0 | 0 | 0 | 0 | 0 | 0 | 0 | 0
Integrated gasification combined cycle | 0 | 0 | 0 | 0 | 0 | 0 | 0 | 0 | 0 | 0 | 0 | 0 | 0 | 0 | 0 | 0
Supercritical steam turbine | 0 | 0 | 0 | 0 | 0 | 0 | 0 | 0 | 0 | 0 | 0 | 0 | 0 | 0 | 0 | 0
Fluidized bed combustion | 0 | 0 | 0 | 0 | 0 | 0 | 0 | 0 | 0 | 0 | 0 | 0 | 0 | 0 | 0 | 0
Steam turbine | 0 | 0 | 0 | 0 | 0 | 0 | 0 | 0 | 0 | 0 | 0 | 0 | 0 | 0 | 0 | 0
Gas fired | 4.2091 | 6.2713 | 10.1913 | 11.548 | 15.0012 | 35.8273 | 63.9061 | 86.4774 | 123.0967 | 112.7832 | 122.5231 | 9.2457 | 3.9417 | 15.5957 | 6.7752 | -0.046696
Gas turbine combined cycle | 40.6529 | 73.5294 | 135.122 | 159.04 | 146.314 | 146.8032 | 161.223 | 191.4693 | 219.237 | 186.1799 | 175.2561 | 12.7622 | 0.79895 | 0.97506 | 3.1214 | -2.2142
Gas turbine | 9.9993 | 9.1177 | 11.1151 | 11.2909 | 12.3721 | 17.3654 | 24.3717 | 41.6586 | 27.9375 | 0 | 0 | 1.0635 | 1.0772 | 7.0149 | 1.3748 | 0
Steam turbine | 6.7 | 7.9806 | 8.5165 | 6.8123 | 8.1742 | 14.649 | 17.3576 | 22.5376 | 24.2901 | 24.2755 | 25.2967 | 2.428 | -0.40934 | 7.8213 | 3.4175 | 0.40687
Internal combustion engine | 1.3489 | 1.4809 | 1.4736 | 1.4785 | 1.6232 | 2.0633 | 1.5423 | 1.7069 | 0 | 0 | 0 | 0.88795 | 0.97151 | -0.50951 | 0 | 0
Derived gas fired | 36.7381 | 37.725 | 35.0625 | 46.1625 | 51.6143 | 16.7294 | 17.6661 | 19.132 | 19.5818 | 19.7136 | 19.7136 | -0.46573 | 3.9424 | -10.1668 | 1.0349 | 0.067098
Refinery gas fired | 14.54 | 14.8542 | 15.1 | 12.3333 | 12.375 | 14.5018 | 15.9915 | 18.9807 | 18.9807 | 18.9807 | 18.9807 | 0.37863 | -1.9705 | 2.5969 | 1.7285 | 0
Diesel oil fired | 7.0574 | 7.2215 | 9.4276 | 11.0941 | 23.0634 | 46.1864 | 67.69 | 69.4364 | 0 | 0 | 0 | 2.9379 | 9.3585 | 11.3679 | 0 | 0
Gas turbine combined cycle | 0 | 0 | 0 | 0 | 0 | 0 | 0 | 0 | 0 | 0 | 0 | 0 | 0 | 0 | 0 | 0
Gas turbine | 42.596 | 44.2112 | 60.64 | 66.9075 | 93.8925 | 143.06 | 138.096 | 160.5 | 0 | 0 | 0 | 3.5951 | 4.4689 | 3.9334 | 0 | 0
Steam turbine | 0 | 0 | 0 | 0 | 0 | 0 | 0 | 0 | 0 | 0 | 0 | 0 | 0 | 0 | 0 | 0
Internal combustion engine | 2.8267 | 2.7757 | 2.3366 | 2.7221 | 4.1757 | 7.437 | 17.4 | 17.4 | 0 | 0 | 0 | -1.8859 | 5.9775 | 15.3406 | 0 | 0
Fuel Oil fired | 101.8857 | 103.1795 | 134.4203 | 140.0628 | 131.6429 | 67.25 | 62.0647 | 3.525 | 0 | 0 | 0 | 2.81 | -0.20857 | -7.2434 | 0 | 0
Integrated gasification combined cycle | 0 | 0 | 0 | 0 | 0 | 0 | 0 | 0 | 0 | 0 | 0 | 0 | 0 | 0 | 0 | 0
Supercritical steam turbine | 0 | 0 | 0 | 0 | 0 | 0 | 0 | 0 | 0 | 0 | 0 | 0 | 0 | 0 | 0 | 0
Steam turbine | 101.8857 | 103.1795 | 134.4203 | 140.0628 | 131.6429 | 67.25 | 62.0647 | 3.525 | 0 | 0 | 0 | 2.81 | -0.20857 | -7.2434 | 0 | 0
Solid biomass & waste fired | 7.4579 | 7.7424 | 8.1591 | 8.8904 | 9.1091 | 11.2227 | 14.3899 | 16.0397 | 19.319 | 21.4037 | 22.7657 | 0.90271 | 1.1075 | 4.6787 | 2.9894 | 1.6552
Integrated gasification combined cycle | 0 | 0 | 0 | 0 | 0 | 0 | 0 | 0 | 0 | 0 | 0 | 0 | 0 | 0 | 0 | 0
Fluidized bed combustion | 7.2255 | 7.5419 | 9.0936 | 9.7414 | 10.1076 | 11.0194 | 12.464 | 13.8021 | 16.9944 | 19.0542 | 19.8675 | 2.3262 | 1.0627 | 2.1177 | 3.149 | 1.5743
Steam turbine | 30 | 30 | 2.3185 | 4.2268 | 4.0454 | 12.1375 | 32.9085 | 32.9085 | 32.9085 | 33.1508 | 33.1508 | -22.5879 | 5.7243 | 23.3204 | 0 | 0.073407
Fuel cells | 0 | 0 | 0 | 0 | 0 | 0 | 0 | 0 | 0 | 0 | 0 | 0 | 0 | 0 | 0 | 0
Natural gas fuel cell power plant | 0 | 0 | 0 | 0 | 0 | 0 | 0 | 0 | 0 | 0 | 0 | 0 | 0 | 0 | 0 | 0
Hydrogen fuel cell power plant | 0 | 0 | 0 | 0 | 0 | 0 | 0 | 0 | 0 | 0 | 0 | 0 | 0 | 0 | 0 | 0
Wind | 0.45238 | 1.1022 | 1.7834 | 1.9252 | 2.1125 | 2.158 | 2.3248 | 2.6518 | 2.9776 | 3.3694 | 3.4696 | 14.703 | 1.7079 | 0.96217 | 2.5059 | 1.5407
Onshore | 0.45238 | 1.1022 | 1.7834 | 1.9252 | 2.1034 | 2.1386 | 2.2398 | 2.4618 | 2.6468 | 2.9755 | 3.0298 | 14.703 | 1.6641 | 0.63012 | 1.6838 | 1.3607
Offshore | 0 | 0 | 0 | 0 | 5.0727 | 5.1433 | 5.5493 | 5.7758 | 5.9888 | 6.1361 | 6.2882 | 0 | 0 | 0.90193 | 0.76519 | 0.48898
Solar photovoltaics | 0.028807 | 0.032746 | 0.11368 | 0.19937 | 0.20122 | 0.20528 | 0.21662 | 0.25228 | 0.29071 | 0.33008 | 0.33228 | 14.7143 | 5.8765 | 0.74055 | 2.9854 | 1.3453
Solar thermal | 2.5 | 2.5 | 0 | 12 | 12 | 12 | 12 | 12 | 0 | 0 | 0 | 0 | 0 | 0 | 0 | 0
Geothermal | 0 | 0 | 1.4 | 1.4 | 1.4 | 1.4 | 1.4 | 0 | 0 | 0 | 0 | 0 | 0 | 0 | 0 | 0
Tide, wave and ocean | 10 | 10 | 10 | 10 | 7.7273 | 7.7273 | 7.7273 | 7.7273 | 7.7273 | 7.7273 | 8.7288 | 0 | -2.5453 | 0 | 0 | 1.2262
Tidal | 10 | 10 | 10 | 10 | 7.7273 | 7.7273 | 7.7273 | 7.7273 | 7.7273 | 7.7273 | 8.7288 | 0 | -2.5453 | 0 | 0 | 1.2262
Wave and ocean | 0 | 0 | 0 | 0 | 0 | 0 | 0 | 0 | 0 | 0 | 0 | 0 | 0 | 0 | 0 | 0
Hydro | 10.4056 | 10.3986 | 9.2887 | 9.2505 | 8.6775 | 8.5091 | 8.1561 | 7.8774 | 7.5819 | 7.4469 | 7.3031 | -1.129 | -0.67839 | -0.61773 | -0.72741 | -0.37386
Run-of-river | 5.8539 | 5.858 | 5.1523 | 5.1192 | 4.7766 | 4.7007 | 4.5446 | 4.4283 | 4.3088 | 4.2548 | 4.1977 | -1.2686 | -0.75419 | -0.49665 | -0.5315 | -0.26082
Reservoirs (dams) | 32.9322 | 32.9322 | 32.7192 | 33.1894 | 33.2766 | 33.2766 | 33.2766 | 33.2766 | 33.2766 | 33.2766 | 33.2766 | -0.064891 | 0.16907 | 0 | 0 | 0
Pump storage | 142.992 | 142.992 | 155.0578 | 155.0578 | 155.0578 | 155.0578 | 155.0578 | 155.0578 | 155.0578 | 155.0578 | 155.0578 | 0.81338 | 0 | 0 | 0 | 0
Electricity only
Nuclear | 1070.8983 | 1073.9492 | 1088.4483 | 1088.4483 | 1103.3333 | 1103.3333 | 1146.383 | 1316.3462 | 866.99 | 782.7818 | 712.0136 | 0.16268 | 0.13592 | 0.38349 | -2.7547 | -1.95
Nuclear - current | 1070.8983 | 1073.9492 | 1088.4483 | 1088.4483 | 1103.3333 | 1103.3333 | 1146.383 | 1316.3462 | 866.99 | 782.7818 | 712.0136 | 0.16268 | 0.13592 | 0.38349 | -2.7547 | -1.95
Nuclear III | 0 | 0 | 0 | 0 | 0 | 0 | 0 | 0 | 0 | 0 | 0 | 0 | 0 | 0 | 0 | 0
Nuclear IV | 0 | 0 | 0 | 0 | 0 | 0 | 0 | 0 | 0 | 0 | 0 | 0 | 0 | 0 | 0 | 0
Conventional thermal | 51.3882 | 47.6509 | 52.7248 | 47.9995 | 56.1492 | 59.2554 | 73.3215 | 76.2045 | 84.4153 | 72.4853 | 69.2716 | 0.2571 | 0.63125 | 2.7043 | 1.4189 | -1.9577
Coal fired | 229.0065 | 229.8075 | 246.8182 | 306.2 | 377.77 | 407.2125 | 350.175 | 0 | 0 | 0 | 0 | 0.75183 | 4.3482 | -0.75566 | 0 | 0
Integrated gasification combined cycle | 0 | 0 | 0 | 0 | 0 | 0 | 0 | 0 | 0 | 0 | 0 | 0 | 0 | 0 | 0 | 0
Supercritical steam turbine | 0 | 0 | 0 | 0 | 0 | 0 | 0 | 0 | 0 | 0 | 0 | 0 | 0 | 0 | 0 | 0
Fluidized bed combustion | 176 | 176 | 176 | 176 | 176 | 176 | 235 | 0 | 0 | 0 | 0 | 0 | 0 | 2.9332 | 0 | 0
Steam turbine | 231.4159 | 232.6395 | 251.3871 | 327.9 | 428.2125 | 484.2833 | 388.5667 | 0 | 0 | 0 | 0 | 0.83121 | 5.4707 | -0.96684 | 0 | 0
Lignite fired | 0 | 0 | 0 | 0 | 0 | 0 | 0 | 0 | 0 | 0 | 0 | 0 | 0 | 0 | 0 | 0
Integrated gasification combined cycle | 0 | 0 | 0 | 0 | 0 | 0 | 0 | 0 | 0 | 0 | 0 | 0 | 0 | 0 | 0 | 0
Supercritical steam turbine | 0 | 0 | 0 | 0 | 0 | 0 | 0 | 0 | 0 | 0 | 0 | 0 | 0 | 0 | 0 | 0
Fluidized bed combustion | 0 | 0 | 0 | 0 | 0 | 0 | 0 | 0 | 0 | 0 | 0 | 0 | 0 | 0 | 0 | 0
Steam turbine | 0 | 0 | 0 | 0 | 0 | 0 | 0 | 0 | 0 | 0 | 0 | 0 | 0 | 0 | 0 | 0
Gas fired | 6.0076 | 13.3357 | 37.4353 | 42.6583 | 51.3614 | 77.5793 | 122.0735 | 132.803 | 140.4131 | 117.1038 | 103.3822 | 20.0765 | 3.2133 | 9.0432 | 1.4095 | -3.0152
Gas turbine combined cycle | 37.3333 | 118.1182 | 241.0722 | 270.7318 | 213.9553 | 201.1975 | 211.3717 | 212.0324 | 219.237 | 186.1799 | 166.7178 | 20.505 | -1.1862 | -0.12142 | 0.36602 | -2.7014
Gas turbine | 12.4717 | 10.782 | 23.93 | 24.1332 | 30.5068 | 56.823 | 62.47 | 78.8571 | 64.1333 | 0 | 0 | 6.7338 | 2.4579 | 7.4305 | 0.26312 | 0
Steam turbine | 6.7031 | 7.11 | 7.4036 | 4.4016 | 7.7029 | 20.5249 | 22.4823 | 25.745 | 25.745 | 25.745 | 25.745 | 0.99884 | 0.3971 | 11.3061 | 1.3643 | 0
Internal combustion engine | 1.5207 | 1.7615 | 1.7557 | 1.7209 | 1.9996 | 2.0669 | 0.275 | 0.275 | 0 | 0 | 0 | 1.4475 | 1.3091 | -17.9952 | 0 | 0
Derived gas fired | 41.0824 | 42.5875 | 38.2615 | 58.95 | 69.14 | 16.6443 | 16.7318 | 18.1912 | 18.7431 | 18.7431 | 18.7431 | -0.70881 | 6.0954 | -13.2277 | 1.1416 | 0
Refinery gas fired | 16.5 | 16.5 | 16.25 | 16.25 | 16.25 | 19.0518 | 19.0518 | 19.0518 | 19.0518 | 19.0518 | 19.0518 | -0.15256 | 0 | 1.6034 | 0 | 0
Diesel oil fired | 9.2661 | 9.6973 | 13.0858 | 16.4066 | 38.072 | 65.0616 | 69.4364 | 69.4364 | 0 | 0 | 0 | 3.5119 | 11.2706 | 6.1935 | 0 | 0
Gas turbine combined cycle | 0 | 0 | 0 | 0 | 0 | 0 | 0 | 0 | 0 | 0 | 0 | 0 | 0 | 0 | 0 | 0
Gas turbine | 46 | 47.7227 | 65.9125 | 70.5591 | 103.4857 | 156.5714 | 160.5 | 160.5 | 0 | 0 | 0 | 3.6623 | 4.6144 | 4.4863 | 0 | 0
Steam turbine | 0 | 0 | 0 | 0 | 0 | 0 | 0 | 0 | 0 | 0 | 0 | 0 | 0 | 0 | 0 | 0
Internal combustion engine | 3.5574 | 3.6353 | 3.0236 | 3.866 | 7.5457 | 11.6808 | 17.4 | 17.4 | 0 | 0 | 0 | -1.6129 | 9.5766 | 8.7139 | 0 | 0
Fuel Oil fired | 197.8143 | 200.1641 | 222.2743 | 212.0929 | 189.5625 | 103.1316 | 84.3833 | 3.6 | 0 | 0 | 0 | 1.1727 | -1.5793 | -7.7746 | 0 | 0
Integrated gasification combined cycle | 0 | 0 | 0 | 0 | 0 | 0 | 0 | 0 | 0 | 0 | 0 | 0 | 0 | 0 | 0 | 0
Supercritical steam turbine | 0 | 0 | 0 | 0 | 0 | 0 | 0 | 0 | 0 | 0 | 0 | 0 | 0 | 0 | 0 | 0
Steam turbine | 197.8143 | 200.1641 | 222.2743 | 212.0929 | 189.5625 | 103.1316 | 84.3833 | 3.6 | 0 | 0 | 0 | 1.1727 | -1.5793 | -7.7746 | 0 | 0
Solid biomass & waste fired | 7.1892 | 7.5444 | 6.6665 | 6.6882 | 7.3957 | 10.6163 | 15.566 | 17.9245 | 22.7819 | 25.4195 | 29.5456 | -0.75206 | 1.0435 | 7.7257 | 3.8823 | 2.6337
Integrated gasification combined cycle | 0 | 0 | 0 | 0 | 0 | 0 | 0 | 0 | 0 | 0 | 0 | 0 | 0 | 0 | 0 | 0
Fluidized bed combustion | 7.1892 | 7.5444 | 8.2649 | 8.1591 | 8.8413 | 9.9968 | 11.9311 | 13.4125 | 17.6064 | 19.4813 | 21.5823 | 1.4042 | 0.67642 | 3.0425 | 3.9678 | 2.057
Steam turbine | 0 | 0 | 0.86158 | 1.6135 | 1.6135 | 12.8693 | 69.362 | 69.362 | 69.362 | 69.362 | 69.362 | 0 | 6.4749 | 45.6583 | 0 | 0
Fuel cells | 0 | 0 | 0 | 0 | 0 | 0 | 0 | 0 | 0 | 0 | 0 | 0 | 0 | 0 | 0 | 0
Natural gas fuel cell power plant | 0 | 0 | 0 | 0 | 0 | 0 | 0 | 0 | 0 | 0 | 0 | 0 | 0 | 0 | 0 | 0
Hydrogen fuel cell power plant | 0 | 0 | 0 | 0 | 0 | 0 | 0 | 0 | 0 | 0 | 0 | 0 | 0 | 0 | 0 | 0
Wind | 0.45238 | 1.1022 | 1.7834 | 1.9252 | 2.1125 | 2.158 | 2.3248 | 2.6518 | 2.9776 | 3.3694 | 3.4696 | 14.703 | 1.7079 | 0.96217 | 2.5059 | 1.5407
Onshore | 0.45238 | 1.1022 | 1.7834 | 1.9252 | 2.1034 | 2.1386 | 2.2398 | 2.4618 | 2.6468 | 2.9755 | 3.0298 | 14.703 | 1.6641 | 0.63012 | 1.6838 | 1.3607
Offshore | 0 | 0 | 0 | 0 | 5.0727 | 5.1433 | 5.5493 | 5.7758 | 5.9888 | 6.1361 | 6.2882 | 0 | 0 | 0.90193 | 0.76519 | 0.48898
Solar photovoltaics | 0.028807 | 0.032746 | 0.11368 | 0.19937 | 0.20122 | 0.20528 | 0.21662 | 0.25228 | 0.29071 | 0.33008 | 0.33228 | 14.7143 | 5.8765 | 0.74055 | 2.9854 | 1.3453
Solar thermal | 2.5 | 2.5 | 0 | 12 | 12 | 12 | 12 | 12 | 0 | 0 | 0 | 0 | 0 | 0 | 0 | 0
Geothermal | 0 | 0 | 1.4 | 1.4 | 1.4 | 1.4 | 1.4 | 0 | 0 | 0 | 0 | 0 | 0 | 0 | 0 | 0
Tide, wave and ocean | 10 | 10 | 10 | 10 | 7.7273 | 7.7273 | 7.7273 | 7.7273 | 7.7273 | 7.7273 | 8.7288 | 0 | -2.5453 | 0 | 0 | 1.2262
Tidal | 10 | 10 | 10 | 10 | 7.7273 | 7.7273 | 7.7273 | 7.7273 | 7.7273 | 7.7273 | 8.7288 | 0 | -2.5453 | 0 | 0 | 1.2262
Wave and ocean | 0 | 0 | 0 | 0 | 0 | 0 | 0 | 0 | 0 | 0 | 0 | 0 | 0 | 0 | 0 | 0
Hydro | 10.4056 | 10.3986 | 9.2887 | 9.2505 | 8.6775 | 8.5091 | 8.1561 | 7.8774 | 7.5819 | 7.4469 | 7.3031 | -1.129 | -0.67839 | -0.61773 | -0.72741 | -0.37386
Run-of-river | 5.8539 | 5.858 | 5.1523 | 5.1192 | 4.7766 | 4.7007 | 4.5446 | 4.4283 | 4.3088 | 4.2548 | 4.1977 | -1.2686 | -0.75419 | -0.49665 | -0.5315 | -0.26082
Reservoirs (dams) | 32.9322 | 32.9322 | 32.7192 | 33.1894 | 33.2766 | 33.2766 | 33.2766 | 33.2766 | 33.2766 | 33.2766 | 33.2766 | -0.064891 | 0.16907 | 0 | 0 | 0
Pump storage | 142.992 | 142.992 | 155.0578 | 155.0578 | 155.0578 | 155.0578 | 155.0578 | 155.0578 | 155.0578 | 155.0578 | 155.0578 | 0.81338 | 0 | 0 | 0 | 0
CHP power plants
Nuclear | 0 | 0 | 0 | 0 | 0 | 0 | 0 | 0 | 0 | 0 | 0 | 0 | 0 | 0 | 0 | 0
Nuclear - current | 0 | 0 | 0 | 0 | 0 | 0 | 0 | 0 | 0 | 0 | 0 | 0 | 0 | 0 | 0 | 0
Nuclear III | 0 | 0 | 0 | 0 | 0 | 0 | 0 | 0 | 0 | 0 | 0 | 0 | 0 | 0 | 0 | 0
Nuclear IV | 0 | 0 | 0 | 0 | 0 | 0 | 0 | 0 | 0 | 0 | 0 | 0 | 0 | 0 | 0 | 0
Conventional thermal | 4.5953 | 5.2957 | 5.3219 | 5.0537 | 5.8654 | 10.8083 | 13.5823 | 13.6028 | 15.5531 | 16.6005 | 16.39 | 1.4787 | 0.97706 | 8.7596 | 1.3642 | 0.52546
Coal fired | 7.094 | 7.4639 | 8.2244 | 6.775 | 6.7522 | 5.7941 | 5.75 | 6.5333 | 14.9 | 0 | 0 | 1.4895 | -1.9531 | -1.5938 | 9.9897 | 0
Integrated gasification combined cycle | 0 | 0 | 0 | 0 | 0 | 0 | 0 | 0 | 0 | 0 | 0 | 0 | 0 | 0 | 0 | 0
Supercritical steam turbine | 0 | 0 | 0 | 0 | 0 | 0 | 0 | 0 | 0 | 0 | 0 | 0 | 0 | 0 | 0 | 0
Fluidized bed combustion | 12.3 | 12.3 | 12.3 | 12.3 | 12.3 | 12.3 | 0 | 0 | 0 | 0 | 0 | 0 | 0 | 0 | 0 | 0
Steam turbine | 7.0152 | 7.3833 | 8.1225 | 6.5704 | 6.5 | 5.3875 | 5.75 | 6.5333 | 14.9 | 0 | 0 | 1.4765 | -2.2037 | -1.2185 | 9.9897 | 0
Lignite fired | 0 | 0 | 0 | 0 | 0 | 0 | 0 | 0 | 0 | 0 | 0 | 0 | 0 | 0 | 0 | 0
Integrated gasification combined cycle | 0 | 0 | 0 | 0 | 0 | 0 | 0 | 0 | 0 | 0 | 0 | 0 | 0 | 0 | 0 | 0
Supercritical steam turbine | 0 | 0 | 0 | 0 | 0 | 0 | 0 | 0 | 0 | 0 | 0 | 0 | 0 | 0 | 0 | 0
Fluidized bed combustion | 0 | 0 | 0 | 0 | 0 | 0 | 0 | 0 | 0 | 0 | 0 | 0 | 0 | 0 | 0 | 0
Steam turbine | 0 | 0 | 0 | 0 | 0 | 0 | 0 | 0 | 0 | 0 | 0 | 0 | 0 | 0 | 0 | 0
Gas fired | 3.9151 | 4.846 | 4.7264 | 4.5303 | 5.2755 | 11.1374 | 14.3373 | 13.3318 | 13.8708 | 9.09 | 11.4 | 1.901 | 1.1051 | 10.5148 | -0.33025 | -1.9426
Gas turbine combined cycle | 41.3643 | 52.2043 | 52.2043 | 52.2043 | 52.2043 | 52.2043 | 52.2043 | 62.95 | 0 | 0 | 0 | 2.3548 | 0 | 0 | 0 | 0
Gas turbine | 9.3172 | 8.6932 | 8.3407 | 8.6672 | 8.6672 | 10.443 | 7.2275 | 4.46 | 6.22 | 0 | 0 | -1.1011 | 0.3847 | -1.8001 | -1.49 | 0
Steam turbine | 6.6992 | 8.1815 | 8.805 | 8.5107 | 8.6231 | 8.4793 | 9.4571 | 14.2517 | 18.6525 | 9.09 | 11.4 | 2.771 | -0.20854 | 0.92747 | 7.0281 | -4.8044
Internal combustion engine | 1.3269 | 1.432 | 1.4271 | 1.44 | 1.5668 | 2.062 | 1.5951 | 1.8024 | 0 | 0 | 0 | 0.7307 | 0.9381 | 0.17946 | 0 | 0
Derived gas fired | 18.275 | 18.275 | 21.2 | 7.8 | 7.8 | 17.3812 | 23.2718 | 23.2718 | 23.2718 | 23.2718 | 23.2718 | 1.4957 | -9.5151 | 11.551 | 0 | 0
Refinery gas fired | 14.2727 | 14.619 | 14.9722 | 11.2143 | 11.0833 | 13.3643 | 14.9714 | 18.957 | 18.957 | 18.957 | 18.957 | 0.47961 | -2.9628 | 3.0526 | 2.3884 | 0
Diesel oil fired | 1.1562 | 1.7952 | 1.8063 | 1.8172 | 2.4266 | 6.3389 | 48.48 | 0 | 0 | 0 | 0 | 4.5617 | 2.9962 | 34.914 | 0 | 0
Gas turbine combined cycle | 0 | 0 | 0 | 0 | 0 | 0 | 0 | 0 | 0 | 0 | 0 | 0 | 0 | 0 | 0 | 0
Gas turbine | 3.45 | 18.46 | 18.46 | 26.74 | 26.74 | 48.48 | 48.48 | 0 | 0 | 0 | 0 | 18.2609 | 3.7751 | 6.1305 | 0 | 0
Steam turbine | 0 | 0 | 0 | 0 | 0 | 0 | 0 | 0 | 0 | 0 | 0 | 0 | 0 | 0 | 0 | 0
Internal combustion engine | 1.0823 | 1.081 | 1.0822 | 1.0503 | 0.80567 | 1.0712 | 0 | 0 | 0 | 0 | 0 | -0.00077758 | -2.9075 | 0 | 0 | 0
Fuel Oil fired | 5.9571 | 6.1949 | 6.3 | 5.6067 | 5.2727 | 5.2727 | 8.5 | 3.5 | 0 | 0 | 0 | 0.56116 | -1.7643 | 4.891 | 0 | 0
Integrated gasification combined cycle | 0 | 0 | 0 | 0 | 0 | 0 | 0 | 0 | 0 | 0 | 0 | 0 | 0 | 0 | 0 | 0
Supercritical steam turbine | 0 | 0 | 0 | 0 | 0 | 0 | 0 | 0 | 0 | 0 | 0 | 0 | 0 | 0 | 0 | 0
Steam turbine | 5.9571 | 6.1949 | 6.3 | 5.6067 | 5.2727 | 5.2727 | 8.5 | 3.5 | 0 | 0 | 0 | 0.56116 | -1.7643 | 4.891 | 0 | 0
Solid biomass & waste fired | 7.7494 | 7.9476 | 10.4635 | 11.5752 | 11.5567 | 12.2044 | 12.8153 | 13.6549 | 14.8792 | 15.7816 | 14.6299 | 3.0484 | 0.99868 | 1.0391 | 1.5045 | -0.16887
Integrated gasification combined cycle | 0 | 0 | 0 | 0 | 0 | 0 | 0 | 0 | 0 | 0 | 0 | 0 | 0 | 0 | 0 | 0
Fluidized bed combustion | 7.2657 | 7.5393 | 10.1146 | 11.3469 | 11.7415 | 12.5069 | 13.2373 | 14.3437 | 16.1061 | 18.3673 | 17.4859 | 3.3636 | 1.5026 | 1.2063 | 1.981 | 0.82536
Steam turbine | 30 | 30 | 30 | 14.68 | 10.125 | 10.125 | 10.125 | 10.125 | 10.125 | 7.2857 | 7.2857 | 0 | -10.2928 | 0 | 0 | -3.2374
Electricity only equipped with CCS
Conventional thermal | 0 | 0 | 0 | 0 | 0 | 0 | 0 | 0 | 0 | 0 | 190.7064 | 0 | 0 | 0 | 0 | 0
Coal fired | 0 | 0 | 0 | 0 | 0 | 0 | 0 | 0 | 0 | 0 | 0 | 0 | 0 | 0 | 0 | 0
Integrated gasification combined cycle | 0 | 0 | 0 | 0 | 0 | 0 | 0 | 0 | 0 | 0 | 0 | 0 | 0 | 0 | 0 | 0
Supercritical steam turbine | 0 | 0 | 0 | 0 | 0 | 0 | 0 | 0 | 0 | 0 | 0 | 0 | 0 | 0 | 0 | 0
Fluidized bed combustion | 0 | 0 | 0 | 0 | 0 | 0 | 0 | 0 | 0 | 0 | 0 | 0 | 0 | 0 | 0 | 0
Steam turbine | 0 | 0 | 0 | 0 | 0 | 0 | 0 | 0 | 0 | 0 | 0 | 0 | 0 | 0 | 0 | 0
Lignite fired | 0 | 0 | 0 | 0 | 0 | 0 | 0 | 0 | 0 | 0 | 0 | 0 | 0 | 0 | 0 | 0
Integrated gasification combined cycle | 0 | 0 | 0 | 0 | 0 | 0 | 0 | 0 | 0 | 0 | 0 | 0 | 0 | 0 | 0 | 0
Supercritical steam turbine | 0 | 0 | 0 | 0 | 0 | 0 | 0 | 0 | 0 | 0 | 0 | 0 | 0 | 0 | 0 | 0
Fluidized bed combustion | 0 | 0 | 0 | 0 | 0 | 0 | 0 | 0 | 0 | 0 | 0 | 0 | 0 | 0 | 0 | 0
Steam turbine | 0 | 0 | 0 | 0 | 0 | 0 | 0 | 0 | 0 | 0 | 0 | 0 | 0 | 0 | 0 | 0
Gas fired | 0 | 0 | 0 | 0 | 0 | 0 | 0 | 0 | 0 | 0 | 190.7064 | 0 | 0 | 0 | 0 | 0
Gas turbine combined cycle | 0 | 0 | 0 | 0 | 0 | 0 | 0 | 0 | 0 | 0 | 190.7064 | 0 | 0 | 0 | 0 | 0
Gas turbine | 0 | 0 | 0 | 0 | 0 | 0 | 0 | 0 | 0 | 0 | 0 | 0 | 0 | 0 | 0 | 0
Steam turbine | 0 | 0 | 0 | 0 | 0 | 0 | 0 | 0 | 0 | 0 | 0 | 0 | 0 | 0 | 0 | 0
Internal combustion engine | 0 | 0 | 0 | 0 | 0 | 0 | 0 | 0 | 0 | 0 | 0 | 0 | 0 | 0 | 0 | 0
Derived gas fired | 0 | 0 | 0 | 0 | 0 | 0 | 0 | 0 | 0 | 0 | 0 | 0 | 0 | 0 | 0 | 0
Refinery gas fired | 0 | 0 | 0 | 0 | 0 | 0 | 0 | 0 | 0 | 0 | 0 | 0 | 0 | 0 | 0 | 0
Diesel oil fired | 0 | 0 | 0 | 0 | 0 | 0 | 0 | 0 | 0 | 0 | 0 | 0 | 0 | 0 | 0 | 0
Gas turbine combined cycle | 0 | 0 | 0 | 0 | 0 | 0 | 0 | 0 | 0 | 0 | 0 | 0 | 0 | 0 | 0 | 0
Gas turbine | 0 | 0 | 0 | 0 | 0 | 0 | 0 | 0 | 0 | 0 | 0 | 0 | 0 | 0 | 0 | 0
Steam turbine | 0 | 0 | 0 | 0 | 0 | 0 | 0 | 0 | 0 | 0 | 0 | 0 | 0 | 0 | 0 | 0
Internal combustion engine | 0 | 0 | 0 | 0 | 0 | 0 | 0 | 0 | 0 | 0 | 0 | 0 | 0 | 0 | 0 | 0
Fuel Oil fired | 0 | 0 | 0 | 0 | 0 | 0 | 0 | 0 | 0 | 0 | 0 | 0 | 0 | 0 | 0 | 0
Integrated gasification combined cycle | 0 | 0 | 0 | 0 | 0 | 0 | 0 | 0 | 0 | 0 | 0 | 0 | 0 | 0 | 0 | 0
Supercritical steam turbine | 0 | 0 | 0 | 0 | 0 | 0 | 0 | 0 | 0 | 0 | 0 | 0 | 0 | 0 | 0 | 0
Steam turbine | 0 | 0 | 0 | 0 | 0 | 0 | 0 | 0 | 0 | 0 | 0 | 0 | 0 | 0 | 0 | 0
Solid biomass & waste fired | 0 | 0 | 0 | 0 | 0 | 0 | 0 | 0 | 0 | 0 | 0 | 0 | 0 | 0 | 0 | 0
Integrated gasification combined cycle | 0 | 0 | 0 | 0 | 0 | 0 | 0 | 0 | 0 | 0 | 0 | 0 | 0 | 0 | 0 | 0
Fluidized bed combustion | 0 | 0 | 0 | 0 | 0 | 0 | 0 | 0 | 0 | 0 | 0 | 0 | 0 | 0 | 0 | 0
Steam turbine | 0 | 0 | 0 | 0 | 0 | 0 | 0 | 0 | 0 | 0 | 0 | 0 | 0 | 0 | 0 | 0
CHP power plants equipped with CCS
Conventional thermal | 0 | 0 | 0 | 0 | 0 | 0 | 0 | 0 | 0 | 0 | 0 | 0 | 0 | 0 | 0 | 0
Coal fired | 0 | 0 | 0 | 0 | 0 | 0 | 0 | 0 | 0 | 0 | 0 | 0 | 0 | 0 | 0 | 0
Integrated gasification combined cycle | 0 | 0 | 0 | 0 | 0 | 0 | 0 | 0 | 0 | 0 | 0 | 0 | 0 | 0 | 0 | 0
Supercritical steam turbine | 0 | 0 | 0 | 0 | 0 | 0 | 0 | 0 | 0 | 0 | 0 | 0 | 0 | 0 | 0 | 0
Fluidized bed combustion | 0 | 0 | 0 | 0 | 0 | 0 | 0 | 0 | 0 | 0 | 0 | 0 | 0 | 0 | 0 | 0
Steam turbine | 0 | 0 | 0 | 0 | 0 | 0 | 0 | 0 | 0 | 0 | 0 | 0 | 0 | 0 | 0 | 0
Lignite fired | 0 | 0 | 0 | 0 | 0 | 0 | 0 | 0 | 0 | 0 | 0 | 0 | 0 | 0 | 0 | 0
Integrated gasification combined cycle | 0 | 0 | 0 | 0 | 0 | 0 | 0 | 0 | 0 | 0 | 0 | 0 | 0 | 0 | 0 | 0
Supercritical steam turbine | 0 | 0 | 0 | 0 | 0 | 0 | 0 | 0 | 0 | 0 | 0 | 0 | 0 | 0 | 0 | 0
Fluidized bed combustion | 0 | 0 | 0 | 0 | 0 | 0 | 0 | 0 | 0 | 0 | 0 | 0 | 0 | 0 | 0 | 0
Steam turbine | 0 | 0 | 0 | 0 | 0 | 0 | 0 | 0 | 0 | 0 | 0 | 0 | 0 | 0 | 0 | 0
Gas fired | 0 | 0 | 0 | 0 | 0 | 0 | 0 | 0 | 0 | 0 | 0 | 0 | 0 | 0 | 0 | 0
Gas turbine combined cycle | 0 | 0 | 0 | 0 | 0 | 0 | 0 | 0 | 0 | 0 | 0 | 0 | 0 | 0 | 0 | 0
Gas turbine | 0 | 0 | 0 | 0 | 0 | 0 | 0 | 0 | 0 | 0 | 0 | 0 | 0 | 0 | 0 | 0
Steam turbine | 0 | 0 | 0 | 0 | 0 | 0 | 0 | 0 | 0 | 0 | 0 | 0 | 0 | 0 | 0 | 0
Internal combustion engine | 0 | 0 | 0 | 0 | 0 | 0 | 0 | 0 | 0 | 0 | 0 | 0 | 0 | 0 | 0 | 0
Derived gas fired | 0 | 0 | 0 | 0 | 0 | 0 | 0 | 0 | 0 | 0 | 0 | 0 | 0 | 0 | 0 | 0
Refinery gas fired | 0 | 0 | 0 | 0 | 0 | 0 | 0 | 0 | 0 | 0 | 0 | 0 | 0 | 0 | 0 | 0
Diesel oil fired | 0 | 0 | 0 | 0 | 0 | 0 | 0 | 0 | 0 | 0 | 0 | 0 | 0 | 0 | 0 | 0
Gas turbine combined cycle | 0 | 0 | 0 | 0 | 0 | 0 | 0 | 0 | 0 | 0 | 0 | 0 | 0 | 0 | 0 | 0
Gas turbine | 0 | 0 | 0 | 0 | 0 | 0 | 0 | 0 | 0 | 0 | 0 | 0 | 0 | 0 | 0 | 0
Steam turbine | 0 | 0 | 0 | 0 | 0 | 0 | 0 | 0 | 0 | 0 | 0 | 0 | 0 | 0 | 0 | 0
Internal combustion engine | 0 | 0 | 0 | 0 | 0 | 0 | 0 | 0 | 0 | 0 | 0 | 0 | 0 | 0 | 0 | 0
Fuel Oil fired | 0 | 0 | 0 | 0 | 0 | 0 | 0 | 0 | 0 | 0 | 0 | 0 | 0 | 0 | 0 | 0
Integrated gasification combined cycle | 0 | 0 | 0 | 0 | 0 | 0 | 0 | 0 | 0 | 0 | 0 | 0 | 0 | 0 | 0 | 0
Supercritical steam turbine | 0 | 0 | 0 | 0 | 0 | 0 | 0 | 0 | 0 | 0 | 0 | 0 | 0 | 0 | 0 | 0
Steam turbine | 0 | 0 | 0 | 0 | 0 | 0 | 0 | 0 | 0 | 0 | 0 | 0 | 0 | 0 | 0 | 0
Solid biomass & waste fired | 0 | 0 | 0 | 0 | 0 | 0 | 0 | 0 | 0 | 0 | 0 | 0 | 0 | 0 | 0 | 0
Integrated gasification combined cycle | 0 | 0 | 0 | 0 | 0 | 0 | 0 | 0 | 0 | 0 | 0 | 0 | 0 | 0 | 0 | 0
Fluidized bed combustion | 0 | 0 | 0 | 0 | 0 | 0 | 0 | 0 | 0 | 0 | 0 | 0 | 0 | 0 | 0 | 0
Steam turbine | 0 | 0 | 0 | 0 | 0 | 0 | 0 | 0 | 0 | 0 | 0 | 0 | 0 | 0 | 0 | 0

## Gross Capacities Decommissioned
FR: Gross capacities decommissioned (MW) | 2001-2005 | 2006-2010 | 2011-2015 | 2016-2020 | 2021-2025 | 2026-2030 | 2031-2035 | 2036-2040 | 2041-2045 | 2046-2050
Total | 2286.17 | 2933.86 | 7216.78 | 4435.75 | 5090.188 | 14444.778 | 32035.966 | 32235.6579 | 31402.8738 | 10018.819
Nuclear | 0 | 250 | 0 | 1840 | 0 | 9410 | 21795 | 19755 | 6834 | 6244
Nuclear - current | 0 | 250 | 0 | 1840 | 0 | 9410 | 21795 | 19755 | 6834 | 6244
Nuclear III | 0 | 0 | 0 | 0 | 0 | 0 | 0 | 0 | 0 | 0
Nuclear IV | 0 | 0 | 0 | 0 | 0 | 0 | 0 | 0 | 0 | 0
Conventional thermal | 2235.2 | 2309 | 7000.5 | 2588.75 | 5052.738 | 4374.078 | 3984.966 | 2441.3879 | 3576.3493 | 2125.15
Coal fired | 1444.8 | 1236.6 | 4207.7 | 561.2 | 600.6 | 1955.2 | 1508.7 | 5 | 16 | 0
Integrated gasification combined cycle | 0 | 0 | 0 | 0 | 0 | 0 | 0 | 0 | 0 | 0
Supercritical steam turbine | 0 | 0 | 0 | 0 | 0 | 0 | 0 | 0 | 0 | 0
Fluidized bed combustion | 0 | 0 | 0 | 0 | 0 | 137.3 | 250 | 0 | 0 | 0
Steam turbine | 1444.8 | 1236.6 | 4207.7 | 561.2 | 600.6 | 1817.9 | 1258.7 | 5 | 16 | 0
Lignite fired | 0 | 0 | 0 | 0 | 0 | 0 | 0 | 0 | 0 | 0
Integrated gasification combined cycle | 0 | 0 | 0 | 0 | 0 | 0 | 0 | 0 | 0 | 0
Supercritical steam turbine | 0 | 0 | 0 | 0 | 0 | 0 | 0 | 0 | 0 | 0
Fluidized bed combustion | 0 | 0 | 0 | 0 | 0 | 0 | 0 | 0 | 0 | 0
Steam turbine | 0 | 0 | 0 | 0 | 0 | 0 | 0 | 0 | 0 | 0
Gas fired | 158.9 | 318.8 | 188.7 | 210.8 | 845.538 | 804.808 | 1097.906 | 1424.6279 | 3355.5693 | 1820.72
Gas turbine combined cycle | 2.2737e-13 | 0 | 0 | 0 | 0 | 0 | 849.2 | 960.6 | 2997 | 1804
Gas turbine | 137 | 228.9 | 67.7 | 28.5 | 231 | 476.5 | 129.16 | 384.12 | 230.9693 | 0
Steam turbine | 21.9 | 83.5 | 121 | 12.8 | 60 | 151.8 | 95.95 | 22.9 | 127.6 | 16.72
Internal combustion engine | 3.4106e-13 | 6.4 | 4.5475e-13 | 169.5 | 554.538 | 176.508 | 23.596 | 57.0079 | 0 | 0
Derived gas fired | 17 | 206.5 | 199.2 | 8 | 340 | 5.6 | 20.3 | 6.9 | 0 | 0
Refinery gas fired | 7.2 | 57.7 | 194.2 | 12 | 65.5 | 27.5 | 7 | 0 | 0 | 0
Diesel oil fired | 57.8 | 251.5 | 178.5 | 302.7 | 479.3 | 504.22 | 52.7 | 814.1 | 0 | 0
Gas turbine combined cycle | 0 | 0 | 0 | 0 | 0 | 0 | 0 | 0 | 0 | 0
Gas turbine | 10 | 118.6 | 31.7 | 109.6 | 372.2 | 476 | 52.7 | 686 | 0 | 0
Steam turbine | 0 | 0 | 0 | 0 | 0 | 0 | 0 | 0 | 0 | 0
Internal combustion engine | 47.8 | 132.9 | 146.8 | 193.1 | 107.1 | 28.22 | 0 | 128.1 | 0 | 0
Fuel Oil fired | 540.9 | 127 | 1997.5 | 1447.7 | 2665 | 993.3 | 1074.6 | 14.4 | 0 | 0
Integrated gasification combined cycle | 0 | 0 | 0 | 0 | 0 | 0 | 0 | 0 | 0 | 0
Supercritical steam turbine | 0 | 0 | 0 | 0 | 0 | 0 | 0 | 0 | 0 | 0
Steam turbine | 540.9 | 127 | 1997.5 | 1447.7 | 2665 | 993.3 | 1074.6 | 14.4 | 0 | 0
Solid biomass & waste fired | 8.6 | 110.9 | 34.7 | 46.35 | 56.8 | 83.45 | 223.76 | 176.36 | 204.78 | 304.43
Integrated gasification combined cycle | 0 | 0 | 0 | 0 | 0 | 0 | 0 | 0 | 0 | 0
Fluidized bed combustion | 8.6 | 110.9 | 34.7 | 46.35 | 56.8 | 82.28 | 223.76 | 176.36 | 172.78 | 304.43
Steam turbine | 0 | 0 | 1.4211e-14 | 1.4211e-14 | 0 | 1.17 | 0 | 0 | 32 | 0
Fuel cells | 0 | 0 | 0 | 0 | 0 | 0 | 0 | 0 | 0 | 0
Natural gas fuel cell power plant | 0 | 0 | 0 | 0 | 0 | 0 | 0 | 0 | 0 | 0
Hydrogen fuel cell power plant | 0 | 0 | 0 | 0 | 0 | 0 | 0 | 0 | 0 | 0
Wind | 2.7 | 1.5 | 11.27 | 7 | 30.45 | 654.7 | 5223.5 | 4316.27 | 12535.3175 | 1024.9925
Onshore | 2.7 | 1.5 | 11.27 | 7 | 30.45 | 654.7 | 5223.5 | 4316.27 | 12367.9175 | 827.2208
Offshore | 0 | 0 | 0 | 0 | 0 | 2.2737e-13 | 0 | 9.0949e-13 | 167.4 | 197.7717
Solar photovoltaics | 1.7764e-15 | 0 | 1.3642e-12 | 0 | 7 | 6 | 1031 | 5711 | 8457.207 | 624.6765
Solar thermal | 0 | 2.5 | 0 | 0 | 0 | 0 | 0 | 12 | 0 | 0
Geothermal | 0 | 0 | 0 | 0 | 0 | 0 | 1.5 | 0 | 0 | 0
Tide, wave and ocean | 0 | 0 | 0 | 0 | 0 | 0 | 0 | 0 | 0 | 0
Tidal | 0 | 0 | 0 | 0 | 0 | 0 | 0 | 0 | 0 | 0
Wave and ocean | 0 | 0 | 0 | 0 | 0 | 0 | 0 | 0 | 0 | 0
Hydro | 48.27 | 198.86 | 205.01 | 0 | 0 | 0 | 0 | 0 | 0 | 0
Run-of-river | 48.27 | 188.66 | 91.01 | 0 | 0 | 0 | 0 | 0 | 0 | 0
Reservoirs (dams) | 0 | 10.2 | 114 | 0 | 0 | 0 | 0 | 0 | 0 | 0
Pump storage | 0 | 172 | 0 | 0 | 0 | 0 | 0 | 0 | 0 | 0
Electricity only | 2132.97 | 2472.76 | 6577.78 | 4110.1 | 4191.75 | 13642.94 | 30856.92 | 31516.127 | 31097.1438 | 9887.599
Nuclear | 0 | 250 | 0 | 1840 | 0 | 9410 | 21795 | 19755 | 6834 | 6244
Nuclear - current | 0 | 250 | 0 | 1840 | 0 | 9410 | 21795 | 19755 | 6834 | 6244
Nuclear III | 0 | 0 | 0 | 0 | 0 | 0 | 0 | 0 | 0 | 0
Nuclear IV | 0 | 0 | 0 | 0 | 0 | 0 | 0 | 0 | 0 | 0
Conventional thermal | 2082 | 1847.9 | 6361.5 | 2263.1 | 4154.3 | 3572.24 | 2805.92 | 1721.857 | 3270.6193 | 1993.93
Coal fired | 1424 | 1110.5 | 4047.3 | 524.2 | 543 | 1925 | 1456 | 0 | 0 | 0
Integrated gasification combined cycle | 0 | 0 | 0 | 0 | 0 | 0 | 0 | 0 | 0 | 0
Supercritical steam turbine | 0 | 0 | 0 | 0 | 0 | 0 | 0 | 0 | 0 | 0
Fluidized bed combustion | 0 | 0 | 0 | 0 | 0 | 125 | 250 | 0 | 0 | 0
Steam turbine | 1424 | 1110.5 | 4047.3 | 524.2 | 543 | 1800 | 1206 | 0 | 0 | 0
Lignite fired | 0 | 0 | 0 | 0 | 0 | 0 | 0 | 0 | 0 | 0
Integrated gasification combined cycle | 0 | 0 | 0 | 0 | 0 | 0 | 0 | 0 | 0 | 0
Supercritical steam turbine | 0 | 0 | 0 | 0 | 0 | 0 | 0 | 0 | 0 | 0
Fluidized bed combustion | 0 | 0 | 0 | 0 | 0 | 0 | 0 | 0 | 0 | 0
Steam turbine | 0 | 0 | 0 | 0 | 0 | 0 | 0 | 0 | 0 | 0
Gas fired | 42.6 | 181.5 | 49 | 51.6 | 111.2 | 104.23 | 165.53 | 814.097 | 3195.2393 | 1804
Gas turbine combined cycle | 0 | 0 | 0 | 0 | 0 | 0 | 118 | 429.5 | 2997 | 1804
Gas turbine | 42 | 171.7 | 44 | 28.5 | 11.7 | 6.3 | 10.63 | 384 | 198.2393 | 0
Steam turbine | 0.6 | 3.4 | 5 | 0 | 36.5 | 31.8 | 36.9 | 0 | 0 | 0
Internal combustion engine | 0 | 6.4 | 2.8422e-14 | 23.1 | 63 | 66.13 | 0 | 0.597 | 0 | 0
Derived gas fired | 17 | 197 | 151.2 | 8 | 330 | 0 | 20.3 | 6.9 | 0 | 0
Refinery gas fired | 0 | 17 | 0 | 0 | 32.5 | 0 | 0 | 0 | 0 | 0
Diesel oil fired | 57.8 | 250.4 | 170.1 | 256.2 | 457.6 | 495.44 | 0 | 814.1 | 0 | 0
Gas turbine combined cycle | 0 | 0 | 0 | 0 | 0 | 0 | 0 | 0 | 0 | 0
Gas turbine | 10 | 118.6 | 29.7 | 109.6 | 367 | 476 | 0 | 686 | 0 | 0
Steam turbine | 0 | 0 | 0 | 0 | 0 | 0 | 0 | 0 | 0 | 0
Internal combustion engine | 47.8 | 131.8 | 140.4 | 146.6 | 90.6 | 19.44 | 0 | 128.1 | 0 | 0
Fuel Oil fired | 532 | 27.5 | 1928 | 1421 | 2665 | 977.8 | 1040.6 | 3.9 | 0 | 0
Integrated gasification combined cycle | 0 | 0 | 0 | 0 | 0 | 0 | 0 | 0 | 0 | 0
Supercritical steam turbine | 0 | 0 | 0 | 0 | 0 | 0 | 0 | 0 | 0 | 0
Steam turbine | 532 | 27.5 | 1928 | 1421 | 2665 | 977.8 | 1040.6 | 3.9 | 0 | 0
Solid biomass & waste fired | 8.6 | 64 | 15.9 | 2.1 | 15 | 69.77 | 123.49 | 82.86 | 75.38 | 189.93
Integrated gasification combined cycle | 0 | 0 | 0 | 0 | 0 | 0 | 0 | 0 | 0 | 0
Fluidized bed combustion | 8.6 | 64 | 15.9 | 2.1 | 15 | 68.6 | 123.49 | 82.86 | 75.38 | 189.93
Steam turbine | 0 | 0 | 0 | 0 | 0 | 1.17 | 0 | 0 | 0 | 0
Fuel cells | 0 | 0 | 0 | 0 | 0 | 0 | 0 | 0 | 0 | 0
Natural gas fuel cell power plant | 0 | 0 | 0 | 0 | 0 | 0 | 0 | 0 | 0 | 0
Hydrogen fuel cell power plant | 0 | 0 | 0 | 0 | 0 | 0 | 0 | 0 | 0 | 0
Wind | 2.7 | 1.5 | 11.27 | 7 | 30.45 | 654.7 | 5223.5 | 4316.27 | 12535.3175 | 1024.9925
Onshore | 2.7 | 1.5 | 11.27 | 7 | 30.45 | 654.7 | 5223.5 | 4316.27 | 12367.9175 | 827.2208
Offshore | 0 | 0 | 0 | 0 | 0 | 2.2737e-13 | 0 | 9.0949e-13 | 167.4 | 197.7717
Solar photovoltaics | 1.7764e-15 | 0 | 1.3642e-12 | 0 | 7 | 6 | 1031 | 5711 | 8457.207 | 624.6765
Solar thermal | 0 | 2.5 | 0 | 0 | 0 | 0 | 0 | 12 | 0 | 0
Geothermal | 0 | 0 | 0 | 0 | 0 | 0 | 1.5 | 0 | 0 | 0
Tide, wave and ocean | 0 | 0 | 0 | 0 | 0 | 0 | 0 | 0 | 0 | 0
Tidal | 0 | 0 | 0 | 0 | 0 | 0 | 0 | 0 | 0 | 0
Wave and ocean | 0 | 0 | 0 | 0 | 0 | 0 | 0 | 0 | 0 | 0
Hydro | 48.27 | 198.86 | 205.01 | 0 | 0 | 0 | 0 | 0 | 0 | 0
Run-of-river | 48.27 | 188.66 | 91.01 | 0 | 0 | 0 | 0 | 0 | 0 | 0
Reservoirs (dams) | 0 | 10.2 | 114 | 0 | 0 | 0 | 0 | 0 | 0 | 0
Pump storage | 0 | 172 | 0 | 0 | 0 | 0 | 0 | 0 | 0 | 0
CHP power plants | 153.2 | 461.1 | 639 | 325.65 | 898.438 | 801.838 | 1179.046 | 719.5309 | 305.73 | 131.22
Nuclear | 0 | 0 | 0 | 0 | 0 | 0 | 0 | 0 | 0 | 0
Nuclear - current | 0 | 0 | 0 | 0 | 0 | 0 | 0 | 0 | 0 | 0
Nuclear III | 0 | 0 | 0 | 0 | 0 | 0 | 0 | 0 | 0 | 0
Nuclear IV | 0 | 0 | 0 | 0 | 0 | 0 | 0 | 0 | 0 | 0
Conventional thermal | 153.2 | 461.1 | 639 | 325.65 | 898.438 | 801.838 | 1179.046 | 719.5309 | 305.73 | 131.22
Coal fired | 20.8 | 126.1 | 160.4 | 37 | 57.6 | 30.2 | 52.7 | 5 | 16 | 0
Integrated gasification combined cycle | 0 | 0 | 0 | 0 | 0 | 0 | 0 | 0 | 0 | 0
Supercritical steam turbine | 0 | 0 | 0 | 0 | 0 | 0 | 0 | 0 | 0 | 0
Fluidized bed combustion | 0 | 0 | 0 | 0 | 0 | 12.3 | 0 | 0 | 0 | 0
Steam turbine | 20.8 | 126.1 | 160.4 | 37 | 57.6 | 17.9 | 52.7 | 5 | 16 | 0
Lignite fired | 0 | 0 | 0 | 0 | 0 | 0 | 0 | 0 | 0 | 0
Integrated gasification combined cycle | 0 | 0 | 0 | 0 | 0 | 0 | 0 | 0 | 0 | 0
Supercritical steam turbine | 0 | 0 | 0 | 0 | 0 | 0 | 0 | 0 | 0 | 0
Fluidized bed combustion | 0 | 0 | 0 | 0 | 0 | 0 | 0 | 0 | 0 | 0
Steam turbine | 0 | 0 | 0 | 0 | 0 | 0 | 0 | 0 | 0 | 0
Gas fired | 116.3 | 137.3 | 139.7 | 159.2 | 734.338 | 700.578 | 932.376 | 610.5309 | 160.33 | 16.72
Gas turbine combined cycle | 2.2737e-13 | 0 | 0 | 0 | 0 | 0 | 731.2 | 531.1 | 0 | 0
Gas turbine | 95 | 57.2 | 23.7 | 0 | 219.3 | 470.2 | 118.53 | 0.12 | 32.73 | 0
Steam turbine | 21.3 | 80.1 | 116 | 12.8 | 23.5 | 120 | 59.05 | 22.9 | 127.6 | 16.72
Internal combustion engine | 2.2737e-13 | 1.1369e-13 | 4.5475e-13 | 146.4 | 491.538 | 110.378 | 23.596 | 56.4109 | 0 | 0
Derived gas fired | 0 | 9.5 | 48 | 0 | 10 | 5.6 | 0 | 0 | 0 | 0
Refinery gas fired | 7.2 | 40.7 | 194.2 | 12 | 33 | 27.5 | 7 | 0 | 0 | 0
Diesel oil fired | 7.1054e-15 | 1.1 | 8.4 | 46.5 | 21.7 | 8.78 | 52.7 | 0 | 0 | 0
Gas turbine combined cycle | 0 | 0 | 0 | 0 | 0 | 0 | 0 | 0 | 0 | 0
Gas turbine | 7.1054e-15 | 0 | 2 | 0 | 5.2 | 0 | 52.7 | 0 | 0 | 0
Steam turbine | 0 | 0 | 0 | 0 | 0 | 0 | 0 | 0 | 0 | 0
Internal combustion engine | 0 | 1.1 | 6.4 | 46.5 | 16.5 | 8.78 | 0 | 0 | 0 | 0
Fuel Oil fired | 8.9 | 99.5 | 69.5 | 26.7 | 0 | 15.5 | 34 | 10.5 | 0 | 0
Integrated gasification combined cycle | 0 | 0 | 0 | 0 | 0 | 0 | 0 | 0 | 0 | 0
Supercritical steam turbine | 0 | 0 | 0 | 0 | 0 | 0 | 0 | 0 | 0 | 0
Steam turbine | 8.9 | 99.5 | 69.5 | 26.7 | 0 | 15.5 | 34 | 10.5 | 0 | 0
Solid biomass & waste fired | 0 | 46.9 | 18.8 | 44.25 | 41.8 | 13.68 | 100.27 | 93.5 | 129.4 | 114.5
Integrated gasification combined cycle | 0 | 0 | 0 | 0 | 0 | 0 | 0 | 0 | 0 | 0
Fluidized bed combustion | 0 | 46.9 | 18.8 | 44.25 | 41.8 | 13.68 | 100.27 | 93.5 | 97.4 | 114.5
Steam turbine | 0 | 0 | 0 | 2.8422e-14 | 0 | 0 | 0 | 0 | 32 | 0
Electricity only equipped with CCS | 0 | 0 | 0 | 0 | 0 | 0 | 0 | 0 | 0 | 0
Conventional thermal | 0 | 0 | 0 | 0 | 0 | 0 | 0 | 0 | 0 | 0
Coal fired | 0 | 0 | 0 | 0 | 0 | 0 | 0 | 0 | 0 | 0
Integrated gasification combined cycle | 0 | 0 | 0 | 0 | 0 | 0 | 0 | 0 | 0 | 0
Supercritical steam turbine | 0 | 0 | 0 | 0 | 0 | 0 | 0 | 0 | 0 | 0
Fluidized bed combustion | 0 | 0 | 0 | 0 | 0 | 0 | 0 | 0 | 0 | 0
Steam turbine | 0 | 0 | 0 | 0 | 0 | 0 | 0 | 0 | 0 | 0
Lignite fired | 0 | 0 | 0 | 0 | 0 | 0 | 0 | 0 | 0 | 0
Integrated gasification combined cycle | 0 | 0 | 0 | 0 | 0 | 0 | 0 | 0 | 0 | 0
Supercritical steam turbine | 0 | 0 | 0 | 0 | 0 | 0 | 0 | 0 | 0 | 0
Fluidized bed combustion | 0 | 0 | 0 | 0 | 0 | 0 | 0 | 0 | 0 | 0
Steam turbine | 0 | 0 | 0 | 0 | 0 | 0 | 0 | 0 | 0 | 0
Gas fired | 0 | 0 | 0 | 0 | 0 | 0 | 0 | 0 | 0 | 0
Gas turbine combined cycle | 0 | 0 | 0 | 0 | 0 | 0 | 0 | 0 | 0 | 0
Gas turbine | 0 | 0 | 0 | 0 | 0 | 0 | 0 | 0 | 0 | 0
Steam turbine | 0 | 0 | 0 | 0 | 0 | 0 | 0 | 0 | 0 | 0
Internal combustion engine | 0 | 0 | 0 | 0 | 0 | 0 | 0 | 0 | 0 | 0
Derived gas fired | 0 | 0 | 0 | 0 | 0 | 0 | 0 | 0 | 0 | 0
Refinery gas fired | 0 | 0 | 0 | 0 | 0 | 0 | 0 | 0 | 0 | 0
Diesel oil fired | 0 | 0 | 0 | 0 | 0 | 0 | 0 | 0 | 0 | 0
Gas turbine combined cycle | 0 | 0 | 0 | 0 | 0 | 0 | 0 | 0 | 0 | 0
Gas turbine | 0 | 0 | 0 | 0 | 0 | 0 | 0 | 0 | 0 | 0
Steam turbine | 0 | 0 | 0 | 0 | 0 | 0 | 0 | 0 | 0 | 0
Internal combustion engine | 0 | 0 | 0 | 0 | 0 | 0 | 0 | 0 | 0 | 0
Fuel Oil fired | 0 | 0 | 0 | 0 | 0 | 0 | 0 | 0 | 0 | 0
Integrated gasification combined cycle | 0 | 0 | 0 | 0 | 0 | 0 | 0 | 0 | 0 | 0
Supercritical steam turbine | 0 | 0 | 0 | 0 | 0 | 0 | 0 | 0 | 0 | 0
Steam turbine | 0 | 0 | 0 | 0 | 0 | 0 | 0 | 0 | 0 | 0
Solid biomass & waste fired | 0 | 0 | 0 | 0 | 0 | 0 | 0 | 0 | 0 | 0
Integrated gasification combined cycle | 0 | 0 | 0 | 0 | 0 | 0 | 0 | 0 | 0 | 0
Fluidized bed combustion | 0 | 0 | 0 | 0 | 0 | 0 | 0 | 0 | 0 | 0
Steam turbine | 0 | 0 | 0 | 0 | 0 | 0 | 0 | 0 | 0 | 0
CHP power plants equipped with CCS | 0 | 0 | 0 | 0 | 0 | 0 | 0 | 0 | 0 | 0
Conventional thermal | 0 | 0 | 0 | 0 | 0 | 0 | 0 | 0 | 0 | 0
Coal fired | 0 | 0 | 0 | 0 | 0 | 0 | 0 | 0 | 0 | 0
Integrated gasification combined cycle | 0 | 0 | 0 | 0 | 0 | 0 | 0 | 0 | 0 | 0
Supercritical steam turbine | 0 | 0 | 0 | 0 | 0 | 0 | 0 | 0 | 0 | 0
Fluidized bed combustion | 0 | 0 | 0 | 0 | 0 | 0 | 0 | 0 | 0 | 0
Steam turbine | 0 | 0 | 0 | 0 | 0 | 0 | 0 | 0 | 0 | 0
Lignite fired | 0 | 0 | 0 | 0 | 0 | 0 | 0 | 0 | 0 | 0
Integrated gasification combined cycle | 0 | 0 | 0 | 0 | 0 | 0 | 0 | 0 | 0 | 0
Supercritical steam turbine | 0 | 0 | 0 | 0 | 0 | 0 | 0 | 0 | 0 | 0
Fluidized bed combustion | 0 | 0 | 0 | 0 | 0 | 0 | 0 | 0 | 0 | 0
Steam turbine | 0 | 0 | 0 | 0 | 0 | 0 | 0 | 0 | 0 | 0
Gas fired | 0 | 0 | 0 | 0 | 0 | 0 | 0 | 0 | 0 | 0
Gas turbine combined cycle | 0 | 0 | 0 | 0 | 0 | 0 | 0 | 0 | 0 | 0
Gas turbine | 0 | 0 | 0 | 0 | 0 | 0 | 0 | 0 | 0 | 0
Steam turbine | 0 | 0 | 0 | 0 | 0 | 0 | 0 | 0 | 0 | 0
Internal combustion engine | 0 | 0 | 0 | 0 | 0 | 0 | 0 | 0 | 0 | 0
Derived gas fired | 0 | 0 | 0 | 0 | 0 | 0 | 0 | 0 | 0 | 0
Refinery gas fired | 0 | 0 | 0 | 0 | 0 | 0 | 0 | 0 | 0 | 0
Diesel oil fired | 0 | 0 | 0 | 0 | 0 | 0 | 0 | 0 | 0 | 0
Gas turbine combined cycle | 0 | 0 | 0 | 0 | 0 | 0 | 0 | 0 | 0 | 0
Gas turbine | 0 | 0 | 0 | 0 | 0 | 0 | 0 | 0 | 0 | 0
Steam turbine | 0 | 0 | 0 | 0 | 0 | 0 | 0 | 0 | 0 | 0
Internal combustion engine | 0 | 0 | 0 | 0 | 0 | 0 | 0 | 0 | 0 | 0
Fuel Oil fired | 0 | 0 | 0 | 0 | 0 | 0 | 0 | 0 | 0 | 0
Integrated gasification combined cycle | 0 | 0 | 0 | 0 | 0 | 0 | 0 | 0 | 0 | 0
Supercritical steam turbine | 0 | 0 | 0 | 0 | 0 | 0 | 0 | 0 | 0 | 0
Steam turbine | 0 | 0 | 0 | 0 | 0 | 0 | 0 | 0 | 0 | 0
Solid biomass & waste fired | 0 | 0 | 0 | 0 | 0 | 0 | 0 | 0 | 0 | 0
Integrated gasification combined cycle | 0 | 0 | 0 | 0 | 0 | 0 | 0 | 0 | 0 | 0
Fluidized bed combustion | 0 | 0 | 0 | 0 | 0 | 0 | 0 | 0 | 0 | 0
Steam turbine | 0 | 0 | 0 | 0 | 0 | 0 | 0 | 0 | 0 | 0

## Net Capacities Decommissioned
FR: Net capacities decommissioned (MW) | 2001-2005 | 2006-2010 | 2011-2015 | 2016-2020 | 2021-2025 | 2026-2030 | 2031-2035 | 2036-2040 | 2041-2045 | 2046-2050
Total | 2153.27 | 2785.38 | 6902.1 | 4276.41 | 4918.743 | 13880.3 | 30922.835 | 31313.272 | 30987.2545 | 9698.489
Nuclear | 0 | 233 | 0 | 1760 | 0 | 9010 | 20850 | 18970 | 6550 | 5990
Nuclear - current | 0 | 233 | 0 | 1760 | 0 | 9010 | 20850 | 18970 | 6550 | 5990
Nuclear III | 0 | 0 | 0 | 0 | 0 | 0 | 0 | 0 | 0 | 0
Nuclear IV | 0 | 0 | 0 | 0 | 0 | 0 | 0 | 0 | 0 | 0
Conventional thermal | 2102.3 | 2177.52 | 6685.82 | 2509.41 | 4881.293 | 4209.6 | 3816.935 | 2304.002 | 3444.73 | 2058.82
Coal fired | 1362 | 1165.4 | 4005.7 | 543.5 | 576.8 | 1886.5 | 1450.1 | 4.7 | 14.9 | 0
Integrated gasification combined cycle | 0 | 0 | 0 | 0 | 0 | 0 | 0 | 0 | 0 | 0
Supercritical steam turbine | 0 | 0 | 0 | 0 | 0 | 0 | 0 | 0 | 0 | 0
Fluidized bed combustion | 0 | 0 | 0 | 0 | 0 | 129.3 | 235 | 0 | 0 | 0
Steam turbine | 1362 | 1165.4 | 4005.7 | 543.5 | 576.8 | 1757.2 | 1215.1 | 4.7 | 14.9 | 0
Lignite fired | 0 | 0 | 0 | 0 | 0 | 0 | 0 | 0 | 0 | 0
Integrated gasification combined cycle | 0 | 0 | 0 | 0 | 0 | 0 | 0 | 0 | 0 | 0
Supercritical steam turbine | 0 | 0 | 0 | 0 | 0 | 0 | 0 | 0 | 0 | 0
Fluidized bed combustion | 0 | 0 | 0 | 0 | 0 | 0 | 0 | 0 | 0 | 0
Steam turbine | 0 | 0 | 0 | 0 | 0 | 0 | 0 | 0 | 0 | 0
Gas fired | 146.5 | 305.22 | 184.1 | 196.79 | 807.003 | 767.51 | 1044.855 | 1347.042 | 3235.45 | 1769.87
Gas turbine combined cycle | 0 | 0 | 0 | 0 | 0 | 0 | 809.1 | 910.9 | 2890 | 1754
Gas turbine | 127 | 224.02 | 66.7 | 28.3 | 222.2 | 456.7 | 123.56 | 359.72 | 223.5 | 0
Steam turbine | 19.5 | 75.2 | 117.4 | 12.3 | 57.7 | 142.4 | 89.7 | 21.8 | 121.95 | 15.87
Internal combustion engine | 0 | 6 | 0 | 156.19 | 527.103 | 168.41 | 22.495 | 54.622 | 0 | 0
Derived gas fired | 17 | 193.5 | 191.7 | 8 | 329 | 5.6 | 20.1 | 6.6 | 0 | 0
Refinery gas fired | 7 | 54.5 | 191 | 12 | 64.5 | 27.5 | 7 | 0 | 0 | 0
Diesel oil fired | 51.3 | 231.7 | 173.4 | 288.5 | 459.6 | 480.94 | 48.48 | 763.8 | 0 | 0
Gas turbine combined cycle | 0 | 0 | 0 | 0 | 0 | 0 | 0 | 0 | 0 | 0
Gas turbine | 8.1 | 110 | 31.5 | 103.5 | 357.8 | 454 | 48.48 | 642 | 0 | 0
Steam turbine | 0 | 0 | 0 | 0 | 0 | 0 | 0 | 0 | 0 | 0
Internal combustion engine | 43.2 | 121.7 | 141.9 | 185 | 101.8 | 26.94 | 0 | 121.8 | 0 | 0
Fuel Oil fired | 510.4 | 117.2 | 1908.1 | 1415.2 | 2590 | 962.4 | 1041 | 14.1 | 0 | 0
Integrated gasification combined cycle | 0 | 0 | 0 | 0 | 0 | 0 | 0 | 0 | 0 | 0
Supercritical steam turbine | 0 | 0 | 0 | 0 | 0 | 0 | 0 | 0 | 0 | 0
Steam turbine | 510.4 | 117.2 | 1908.1 | 1415.2 | 2590 | 962.4 | 1041 | 14.1 | 0 | 0
Solid biomass & waste fired | 8.1 | 110 | 31.82 | 45.42 | 54.39 | 79.15 | 205.4 | 167.76 | 194.38 | 288.95
Integrated gasification combined cycle | 0 | 0 | 0 | 0 | 0 | 0 | 0 | 0 | 0 | 0
Fluidized bed combustion | 8.1 | 110 | 31.82 | 45.42 | 54.39 | 77.98 | 205.4 | 167.76 | 164.38 | 288.95
Steam turbine | 0 | 0 | 0 | 0 | 0 | 1.17 | 0 | 0 | 30 | 0
Fuel cells | 0 | 0 | 0 | 0 | 0 | 0 | 0 | 0 | 0 | 0
Natural gas fuel cell power plant | 0 | 0 | 0 | 0 | 0 | 0 | 0 | 0 | 0 | 0
Hydrogen fuel cell power plant | 0 | 0 | 0 | 0 | 0 | 0 | 0 | 0 | 0 | 0
Wind | 2.7 | 1.5 | 11.27 | 7 | 30.45 | 654.7 | 5223.5 | 4316.27 | 12535.3175 | 1024.9925
Onshore | 2.7 | 1.5 | 11.27 | 7 | 30.45 | 654.7 | 5223.5 | 4316.27 | 12367.9175 | 827.2208
Offshore | 0 | 0 | 0 | 0 | 0 | 0 | 0 | 0 | 167.4 | 197.7717
Solar photovoltaics | 0 | 0 | 0 | 0 | 7 | 6 | 1031 | 5711 | 8457.207 | 624.6765
Solar thermal | 0 | 2.5 | 0 | 0 | 0 | 0 | 0 | 12 | 0 | 0
Geothermal | 0 | 0 | 0 | 0 | 0 | 0 | 1.4 | 0 | 0 | 0
Tide, wave and ocean | 0 | 0 | 0 | 0 | 0 | 0 | 0 | 0 | 0 | 0
Tidal | 0 | 0 | 0 | 0 | 0 | 0 | 0 | 0 | 0 | 0
Wave and ocean | 0 | 0 | 0 | 0 | 0 | 0 | 0 | 0 | 0 | 0
Hydro | 48.27 | 198.86 | 205.01 | 0 | 0 | 0 | 0 | 0 | 0 | 0
Run-of-river | 48.27 | 188.66 | 91.01 | 0 | 0 | 0 | 0 | 0 | 0 | 0
Reservoirs (dams) | 0 | 10.2 | 114 | 0 | 0 | 0 | 0 | 0 | 0 | 0
Pump storage | 0 | 172 | 0 | 0 | 0 | 0 | 0 | 0 | 0 | 0
Electricity only | 2011.77 | 2356.28 | 6289.18 | 3970 | 4058.25 | 13113.065 | 29810.07 | 30629.68 | 30696.4045 | 9574.919
Nuclear | 0 | 233 | 0 | 1760 | 0 | 9010 | 20850 | 18970 | 6550 | 5990
Nuclear - current | 0 | 233 | 0 | 1760 | 0 | 9010 | 20850 | 18970 | 6550 | 5990
Nuclear III | 0 | 0 | 0 | 0 | 0 | 0 | 0 | 0 | 0 | 0
Nuclear IV | 0 | 0 | 0 | 0 | 0 | 0 | 0 | 0 | 0 | 0
Conventional thermal | 1960.8 | 1748.42 | 6072.9 | 2203 | 4020.8 | 3442.365 | 2704.17 | 1620.41 | 3153.88 | 1935.25
Coal fired | 1342 | 1047.3 | 3858.2 | 509.1 | 520 | 1857 | 1400.7 | 0 | 0 | 0
Integrated gasification combined cycle | 0 | 0 | 0 | 0 | 0 | 0 | 0 | 0 | 0 | 0
Supercritical steam turbine | 0 | 0 | 0 | 0 | 0 | 0 | 0 | 0 | 0 | 0
Fluidized bed combustion | 0 | 0 | 0 | 0 | 0 | 117 | 235 | 0 | 0 | 0
Steam turbine | 1342 | 1047.3 | 3858.2 | 509.1 | 520 | 1740 | 1165.7 | 0 | 0 | 0
Lignite fired | 0 | 0 | 0 | 0 | 0 | 0 | 0 | 0 | 0 | 0
Integrated gasification combined cycle | 0 | 0 | 0 | 0 | 0 | 0 | 0 | 0 | 0 | 0
Supercritical steam turbine | 0 | 0 | 0 | 0 | 0 | 0 | 0 | 0 | 0 | 0
Fluidized bed combustion | 0 | 0 | 0 | 0 | 0 | 0 | 0 | 0 | 0 | 0
Steam turbine | 0 | 0 | 0 | 0 | 0 | 0 | 0 | 0 | 0 | 0
Gas fired | 40.6 | 178.62 | 49 | 50.6 | 106 | 99.725 | 155.98 | 767.45 | 3082.4 | 1754
Gas turbine combined cycle | 0 | 0 | 0 | 0 | 0 | 0 | 112 | 407.3 | 2890 | 1754
Gas turbine | 40 | 169.62 | 44 | 28.3 | 11.4 | 6 | 10.23 | 359.6 | 192.4 | 0
Steam turbine | 0.6 | 3 | 5 | 0 | 34.7 | 30.2 | 33.75 | 0 | 0 | 0
Internal combustion engine | 0 | 6 | 0 | 22.3 | 59.9 | 63.525 | 0 | 0.55 | 0 | 0
Derived gas fired | 17 | 184 | 143.7 | 8 | 319 | 0 | 20.1 | 6.6 | 0 | 0
Refinery gas fired | 0 | 17 | 0 | 0 | 32.5 | 0 | 0 | 0 | 0 | 0
Diesel oil fired | 51.3 | 230.7 | 165.1 | 244.4 | 439 | 472.37 | 0 | 763.8 | 0 | 0
Gas turbine combined cycle | 0 | 0 | 0 | 0 | 0 | 0 | 0 | 0 | 0 | 0
Gas turbine | 8.1 | 110 | 29.6 | 103.5 | 352.8 | 454 | 0 | 642 | 0 | 0
Steam turbine | 0 | 0 | 0 | 0 | 0 | 0 | 0 | 0 | 0 | 0
Internal combustion engine | 43.2 | 120.7 | 135.5 | 140.9 | 86.2 | 18.37 | 0 | 121.8 | 0 | 0
Fuel Oil fired | 501.8 | 26.8 | 1841 | 1389.1 | 2590 | 946.9 | 1009 | 3.6 | 0 | 0
Integrated gasification combined cycle | 0 | 0 | 0 | 0 | 0 | 0 | 0 | 0 | 0 | 0
Supercritical steam turbine | 0 | 0 | 0 | 0 | 0 | 0 | 0 | 0 | 0 | 0
Steam turbine | 501.8 | 26.8 | 1841 | 1389.1 | 2590 | 946.9 | 1009 | 3.6 | 0 | 0
Solid biomass & waste fired | 8.1 | 64 | 15.9 | 1.8 | 14.3 | 66.37 | 118.39 | 78.96 | 71.48 | 181.25
Integrated gasification combined cycle | 0 | 0 | 0 | 0 | 0 | 0 | 0 | 0 | 0 | 0
Fluidized bed combustion | 8.1 | 64 | 15.9 | 1.8 | 14.3 | 65.2 | 118.39 | 78.96 | 71.48 | 181.25
Steam turbine | 0 | 0 | 0 | 0 | 0 | 1.17 | 0 | 0 | 0 | 0
Fuel cells | 0 | 0 | 0 | 0 | 0 | 0 | 0 | 0 | 0 | 0
Natural gas fuel cell power plant | 0 | 0 | 0 | 0 | 0 | 0 | 0 | 0 | 0 | 0
Hydrogen fuel cell power plant | 0 | 0 | 0 | 0 | 0 | 0 | 0 | 0 | 0 | 0
Wind | 2.7 | 1.5 | 11.27 | 7 | 30.45 | 654.7 | 5223.5 | 4316.27 | 12535.3175 | 1024.9925
Onshore | 2.7 | 1.5 | 11.27 | 7 | 30.45 | 654.7 | 5223.5 | 4316.27 | 12367.9175 | 827.2208
Offshore | 0 | 0 | 0 | 0 | 0 | 0 | 0 | 0 | 167.4 | 197.7717
Solar photovoltaics | 0 | 0 | 0 | 0 | 7 | 6 | 1031 | 5711 | 8457.207 | 624.6765
Solar thermal | 0 | 2.5 | 0 | 0 | 0 | 0 | 0 | 12 | 0 | 0
Geothermal | 0 | 0 | 0 | 0 | 0 | 0 | 1.4 | 0 | 0 | 0
Tide, wave and ocean | 0 | 0 | 0 | 0 | 0 | 0 | 0 | 0 | 0 | 0
Tidal | 0 | 0 | 0 | 0 | 0 | 0 | 0 | 0 | 0 | 0
Wave and ocean | 0 | 0 | 0 | 0 | 0 | 0 | 0 | 0 | 0 | 0
Hydro | 48.27 | 198.86 | 205.01 | 0 | 0 | 0 | 0 | 0 | 0 | 0
Run-of-river | 48.27 | 188.66 | 91.01 | 0 | 0 | 0 | 0 | 0 | 0 | 0
Reservoirs (dams) | 0 | 10.2 | 114 | 0 | 0 | 0 | 0 | 0 | 0 | 0
Pump storage | 0 | 172 | 0 | 0 | 0 | 0 | 0 | 0 | 0 | 0
CHP power plants | 141.5 | 429.1 | 612.92 | 306.41 | 860.493 | 767.235 | 1112.765 | 683.592 | 290.85 | 123.57
Nuclear | 0 | 0 | 0 | 0 | 0 | 0 | 0 | 0 | 0 | 0
Nuclear - current | 0 | 0 | 0 | 0 | 0 | 0 | 0 | 0 | 0 | 0
Nuclear III | 0 | 0 | 0 | 0 | 0 | 0 | 0 | 0 | 0 | 0
Nuclear IV | 0 | 0 | 0 | 0 | 0 | 0 | 0 | 0 | 0 | 0
Conventional thermal | 141.5 | 429.1 | 612.92 | 306.41 | 860.493 | 767.235 | 1112.765 | 683.592 | 290.85 | 123.57
Coal fired | 20 | 118.1 | 147.5 | 34.4 | 56.8 | 29.5 | 49.4 | 4.7 | 14.9 | 0
Integrated gasification combined cycle | 0 | 0 | 0 | 0 | 0 | 0 | 0 | 0 | 0 | 0
Supercritical steam turbine | 0 | 0 | 0 | 0 | 0 | 0 | 0 | 0 | 0 | 0
Fluidized bed combustion | 0 | 0 | 0 | 0 | 0 | 12.3 | 0 | 0 | 0 | 0
Steam turbine | 20 | 118.1 | 147.5 | 34.4 | 56.8 | 17.2 | 49.4 | 4.7 | 14.9 | 0
Lignite fired | 0 | 0 | 0 | 0 | 0 | 0 | 0 | 0 | 0 | 0
Integrated gasification combined cycle | 0 | 0 | 0 | 0 | 0 | 0 | 0 | 0 | 0 | 0
Supercritical steam turbine | 0 | 0 | 0 | 0 | 0 | 0 | 0 | 0 | 0 | 0
Fluidized bed combustion | 0 | 0 | 0 | 0 | 0 | 0 | 0 | 0 | 0 | 0
Steam turbine | 0 | 0 | 0 | 0 | 0 | 0 | 0 | 0 | 0 | 0
Gas fired | 105.9 | 126.6 | 135.1 | 146.19 | 701.003 | 667.785 | 888.875 | 579.592 | 153.05 | 15.87
Gas turbine combined cycle | 0 | 0 | 0 | 0 | 0 | 0 | 697.1 | 503.6 | 0 | 0
Gas turbine | 87 | 54.4 | 22.7 | 0 | 210.8 | 450.7 | 113.33 | 0.12 | 31.1 | 0
Steam turbine | 18.9 | 72.2 | 112.4 | 12.3 | 23 | 112.2 | 55.95 | 21.8 | 121.95 | 15.87
Internal combustion engine | 0 | 0 | 0 | 133.89 | 467.203 | 104.885 | 22.495 | 54.072 | 0 | 0
Derived gas fired | 0 | 9.5 | 48 | 0 | 10 | 5.6 | 0 | 0 | 0 | 0
Refinery gas fired | 7 | 37.5 | 191 | 12 | 32 | 27.5 | 7 | 0 | 0 | 0
Diesel oil fired | 0 | 1 | 8.3 | 44.1 | 20.6 | 8.57 | 48.48 | 0 | 0 | 0
Gas turbine combined cycle | 0 | 0 | 0 | 0 | 0 | 0 | 0 | 0 | 0 | 0
Gas turbine | 0 | 0 | 1.9 | 0 | 5 | 0 | 48.48 | 0 | 0 | 0
Steam turbine | 0 | 0 | 0 | 0 | 0 | 0 | 0 | 0 | 0 | 0
Internal combustion engine | 0 | 1 | 6.4 | 44.1 | 15.6 | 8.57 | 0 | 0 | 0 | 0
Fuel Oil fired | 8.6 | 90.4 | 67.1 | 26.1 | 0 | 15.5 | 32 | 10.5 | 0 | 0
Integrated gasification combined cycle | 0 | 0 | 0 | 0 | 0 | 0 | 0 | 0 | 0 | 0
Supercritical steam turbine | 0 | 0 | 0 | 0 | 0 | 0 | 0 | 0 | 0 | 0
Steam turbine | 8.6 | 90.4 | 67.1 | 26.1 | 0 | 15.5 | 32 | 10.5 | 0 | 0
Solid biomass & waste fired | 0 | 46 | 15.92 | 43.62 | 40.09 | 12.78 | 87.01 | 88.8 | 122.9 | 107.7
Integrated gasification combined cycle | 0 | 0 | 0 | 0 | 0 | 0 | 0 | 0 | 0 | 0
Fluidized bed combustion | 0 | 46 | 15.92 | 43.62 | 40.09 | 12.78 | 87.01 | 88.8 | 92.9 | 107.7
Steam turbine | 0 | 0 | 0 | 0 | 0 | 0 | 0 | 0 | 30 | 0
Electricity only equipped with CCS | 0 | 0 | 0 | 0 | 0 | 0 | 0 | 0 | 0 | 0
Conventional thermal | 0 | 0 | 0 | 0 | 0 | 0 | 0 | 0 | 0 | 0
Coal fired | 0 | 0 | 0 | 0 | 0 | 0 | 0 | 0 | 0 | 0
Integrated gasification combined cycle | 0 | 0 | 0 | 0 | 0 | 0 | 0 | 0 | 0 | 0
Supercritical steam turbine | 0 | 0 | 0 | 0 | 0 | 0 | 0 | 0 | 0 | 0
Fluidized bed combustion | 0 | 0 | 0 | 0 | 0 | 0 | 0 | 0 | 0 | 0
Steam turbine | 0 | 0 | 0 | 0 | 0 | 0 | 0 | 0 | 0 | 0
Lignite fired | 0 | 0 | 0 | 0 | 0 | 0 | 0 | 0 | 0 | 0
Integrated gasification combined cycle | 0 | 0 | 0 | 0 | 0 | 0 | 0 | 0 | 0 | 0
Supercritical steam turbine | 0 | 0 | 0 | 0 | 0 | 0 | 0 | 0 | 0 | 0
Fluidized bed combustion | 0 | 0 | 0 | 0 | 0 | 0 | 0 | 0 | 0 | 0
Steam turbine | 0 | 0 | 0 | 0 | 0 | 0 | 0 | 0 | 0 | 0
Gas fired | 0 | 0 | 0 | 0 | 0 | 0 | 0 | 0 | 0 | 0
Gas turbine combined cycle | 0 | 0 | 0 | 0 | 0 | 0 | 0 | 0 | 0 | 0
Gas turbine | 0 | 0 | 0 | 0 | 0 | 0 | 0 | 0 | 0 | 0
Steam turbine | 0 | 0 | 0 | 0 | 0 | 0 | 0 | 0 | 0 | 0
Internal combustion engine | 0 | 0 | 0 | 0 | 0 | 0 | 0 | 0 | 0 | 0
Derived gas fired | 0 | 0 | 0 | 0 | 0 | 0 | 0 | 0 | 0 | 0
Refinery gas fired | 0 | 0 | 0 | 0 | 0 | 0 | 0 | 0 | 0 | 0
Diesel oil fired | 0 | 0 | 0 | 0 | 0 | 0 | 0 | 0 | 0 | 0
Gas turbine combined cycle | 0 | 0 | 0 | 0 | 0 | 0 | 0 | 0 | 0 | 0
Gas turbine | 0 | 0 | 0 | 0 | 0 | 0 | 0 | 0 | 0 | 0
Steam turbine | 0 | 0 | 0 | 0 | 0 | 0 | 0 | 0 | 0 | 0
Internal combustion engine | 0 | 0 | 0 | 0 | 0 | 0 | 0 | 0 | 0 | 0
Fuel Oil fired | 0 | 0 | 0 | 0 | 0 | 0 | 0 | 0 | 0 | 0
Integrated gasification combined cycle | 0 | 0 | 0 | 0 | 0 | 0 | 0 | 0 | 0 | 0
Supercritical steam turbine | 0 | 0 | 0 | 0 | 0 | 0 | 0 | 0 | 0 | 0
Steam turbine | 0 | 0 | 0 | 0 | 0 | 0 | 0 | 0 | 0 | 0
Solid biomass & waste fired | 0 | 0 | 0 | 0 | 0 | 0 | 0 | 0 | 0 | 0
Integrated gasification combined cycle | 0 | 0 | 0 | 0 | 0 | 0 | 0 | 0 | 0 | 0
Fluidized bed combustion | 0 | 0 | 0 | 0 | 0 | 0 | 0 | 0 | 0 | 0
Steam turbine | 0 | 0 | 0 | 0 | 0 | 0 | 0 | 0 | 0 | 0
CHP power plants equipped with CCS | 0 | 0 | 0 | 0 | 0 | 0 | 0 | 0 | 0 | 0
Conventional thermal | 0 | 0 | 0 | 0 | 0 | 0 | 0 | 0 | 0 | 0
Coal fired | 0 | 0 | 0 | 0 | 0 | 0 | 0 | 0 | 0 | 0
Integrated gasification combined cycle | 0 | 0 | 0 | 0 | 0 | 0 | 0 | 0 | 0 | 0
Supercritical steam turbine | 0 | 0 | 0 | 0 | 0 | 0 | 0 | 0 | 0 | 0
Fluidized bed combustion | 0 | 0 | 0 | 0 | 0 | 0 | 0 | 0 | 0 | 0
Steam turbine | 0 | 0 | 0 | 0 | 0 | 0 | 0 | 0 | 0 | 0
Lignite fired | 0 | 0 | 0 | 0 | 0 | 0 | 0 | 0 | 0 | 0
Integrated gasification combined cycle | 0 | 0 | 0 | 0 | 0 | 0 | 0 | 0 | 0 | 0
Supercritical steam turbine | 0 | 0 | 0 | 0 | 0 | 0 | 0 | 0 | 0 | 0
Fluidized bed combustion | 0 | 0 | 0 | 0 | 0 | 0 | 0 | 0 | 0 | 0
Steam turbine | 0 | 0 | 0 | 0 | 0 | 0 | 0 | 0 | 0 | 0
Gas fired | 0 | 0 | 0 | 0 | 0 | 0 | 0 | 0 | 0 | 0
Gas turbine combined cycle | 0 | 0 | 0 | 0 | 0 | 0 | 0 | 0 | 0 | 0
Gas turbine | 0 | 0 | 0 | 0 | 0 | 0 | 0 | 0 | 0 | 0
Steam turbine | 0 | 0 | 0 | 0 | 0 | 0 | 0 | 0 | 0 | 0
Internal combustion engine | 0 | 0 | 0 | 0 | 0 | 0 | 0 | 0 | 0 | 0
Derived gas fired | 0 | 0 | 0 | 0 | 0 | 0 | 0 | 0 | 0 | 0
Refinery gas fired | 0 | 0 | 0 | 0 | 0 | 0 | 0 | 0 | 0 | 0
Diesel oil fired | 0 | 0 | 0 | 0 | 0 | 0 | 0 | 0 | 0 | 0
Gas turbine combined cycle | 0 | 0 | 0 | 0 | 0 | 0 | 0 | 0 | 0 | 0
Gas turbine | 0 | 0 | 0 | 0 | 0 | 0 | 0 | 0 | 0 | 0
Steam turbine | 0 | 0 | 0 | 0 | 0 | 0 | 0 | 0 | 0 | 0
Internal combustion engine | 0 | 0 | 0 | 0 | 0 | 0 | 0 | 0 | 0 | 0
Fuel Oil fired | 0 | 0 | 0 | 0 | 0 | 0 | 0 | 0 | 0 | 0
Integrated gasification combined cycle | 0 | 0 | 0 | 0 | 0 | 0 | 0 | 0 | 0 | 0
Supercritical steam turbine | 0 | 0 | 0 | 0 | 0 | 0 | 0 | 0 | 0 | 0
Steam turbine | 0 | 0 | 0 | 0 | 0 | 0 | 0 | 0 | 0 | 0
Solid biomass & waste fired | 0 | 0 | 0 | 0 | 0 | 0 | 0 | 0 | 0 | 0
Integrated gasification combined cycle | 0 | 0 | 0 | 0 | 0 | 0 | 0 | 0 | 0 | 0
Fluidized bed combustion | 0 | 0 | 0 | 0 | 0 | 0 | 0 | 0 | 0 | 0
Steam turbine | 0 | 0 | 0 | 0 | 0 | 0 | 0 | 0 | 0 | 0

## Number of Units Decommissioned
FR: Number of units decommissioned | 2001-2005 | 2006-2010 | 2011-2015 | 2016-2020 | 2021-2025 | 2026-2030 | 2031-2035 | 2036-2040 | 2041-2045 | 2046-2050
Total | 82 | 157 | 200 | 304 | 888 | 917 | 11634 | 26822 | 47117 | 2177
Nuclear | 0 | 1 | 0 | 2 | 0 | 10 | 22 | 15 | 5 | 4
Nuclear - current | 0 | 1 | 0 | 2 | 0 | 10 | 22 | 15 | 5 | 4
Nuclear III | 0 | 0 | 0 | 0 | 0 | 0 | 0 | 0 | 0 | 0
Nuclear IV | 0 | 0 | 0 | 0 | 0 | 0 | 0 | 0 | 0 | 0
Conventional thermal | 49 | 107 | 138 | 290 | 483 | 202 | 127 | 98 | 39 | 23
Coal fired | 12 | 27 | 32 | 9 | 8 | 9 | 13 | 2 | 1 | 0
Integrated gasification combined cycle | 0 | 0 | 0 | 0 | 0 | 0 | 0 | 0 | 0 | 0
Supercritical steam turbine | 0 | 0 | 0 | 0 | 0 | 0 | 0 | 0 | 0 | 0
Fluidized bed combustion | 0 | 0 | 0 | 0 | 0 | 2 | 1 | 0 | 0 | 0
Steam turbine | 12 | 27 | 32 | 9 | 8 | 7 | 12 | 2 | 1 | 0
Lignite fired | 0 | 0 | 0 | 0 | 0 | 0 | 0 | 0 | 0 | 0
Integrated gasification combined cycle | 0 | 0 | 0 | 0 | 0 | 0 | 0 | 0 | 0 | 0
Supercritical steam turbine | 0 | 0 | 0 | 0 | 0 | 0 | 0 | 0 | 0 | 0
Fluidized bed combustion | 0 | 0 | 0 | 0 | 0 | 0 | 0 | 0 | 0 | 0
Steam turbine | 0 | 0 | 0 | 0 | 0 | 0 | 0 | 0 | 0 | 0
Gas fired | 11 | 31 | 22 | 154 | 406 | 128 | 69 | 56 | 20 | 6
Gas turbine combined cycle | 0 | 0 | 0 | 0 | 0 | 0 | 18 | 14 | 7 | 4
Gas turbine | 6 | 13 | 10 | 2 | 45 | 38 | 15 | 6 | 8 | 0
Steam turbine | 5 | 14 | 12 | 2 | 4 | 21 | 18 | 4 | 5 | 2
Internal combustion engine | 0 | 4 | 0 | 150 | 357 | 69 | 18 | 32 | 0 | 0
Derived gas fired | 1 | 4 | 8 | 1 | 2 | 1 | 3 | 1 | 0 | 0
Refinery gas fired | 1 | 4 | 11 | 1 | 5 | 2 | 1 | 0 | 0 | 0
Diesel oil fired | 16 | 15 | 45 | 108 | 48 | 16 | 1 | 11 | 0 | 0
Gas turbine combined cycle | 0 | 0 | 0 | 0 | 0 | 0 | 0 | 0 | 0 | 0
Gas turbine | 1 | 2 | 3 | 8 | 8 | 3 | 1 | 4 | 0 | 0
Steam turbine | 0 | 0 | 0 | 0 | 0 | 0 | 0 | 0 | 0 | 0
Internal combustion engine | 15 | 13 | 42 | 100 | 40 | 13 | 0 | 7 | 0 | 0
Fuel Oil fired | 6 | 19 | 16 | 8 | 5 | 13 | 13 | 4 | 0 | 0
Integrated gasification combined cycle | 0 | 0 | 0 | 0 | 0 | 0 | 0 | 0 | 0 | 0
Supercritical steam turbine | 0 | 0 | 0 | 0 | 0 | 0 | 0 | 0 | 0 | 0
Steam turbine | 6 | 19 | 16 | 8 | 5 | 13 | 13 | 4 | 0 | 0
Solid biomass & waste fired | 2 | 7 | 4 | 9 | 9 | 33 | 27 | 24 | 18 | 17
Integrated gasification combined cycle | 0 | 0 | 0 | 0 | 0 | 0 | 0 | 0 | 0 | 0
Fluidized bed combustion | 2 | 7 | 4 | 9 | 9 | 15 | 27 | 24 | 17 | 17
Steam turbine | 0 | 0 | 0 | 0 | 0 | 18 | 0 | 0 | 1 | 0
Fuel cells | 0 | 0 | 0 | 0 | 0 | 0 | 0 | 0 | 0 | 0
Natural gas fuel cell power plant | 0 | 0 | 0 | 0 | 0 | 0 | 0 | 0 | 0 | 0
Hydrogen fuel cell power plant | 0 | 0 | 0 | 0 | 0 | 0 | 0 | 0 | 0 | 0
Wind | 9 | 8 | 19 | 12 | 161 | 551 | 2697 | 2011 | 5354 | 395
Onshore | 9 | 8 | 19 | 12 | 161 | 551 | 2697 | 2011 | 5321 | 357
Offshore | 0 | 0 | 0 | 0 | 0 | 0 | 0 | 0 | 33 | 38
Solar photovoltaics | 0 | 0 | 0 | 0 | 244 | 154 | 8787 | 24697 | 41719 | 1755
Solar thermal | 0 | 1 | 0 | 0 | 0 | 0 | 0 | 1 | 0 | 0
Geothermal | 0 | 0 | 0 | 0 | 0 | 0 | 1 | 0 | 0 | 0
Tide, wave and ocean | 0 | 0 | 0 | 0 | 0 | 0 | 0 | 0 | 0 | 0
Tidal | 0 | 0 | 0 | 0 | 0 | 0 | 0 | 0 | 0 | 0
Wave and ocean | 0 | 0 | 0 | 0 | 0 | 0 | 0 | 0 | 0 | 0
Hydro | 24 | 35 | 43 | 0 | 0 | 0 | 0 | 0 | 0 | 0
Run-of-river | 24 | 34 | 35 | 0 | 0 | 0 | 0 | 0 | 0 | 0
Reservoirs (dams) | 0 | 1 | 8 | 0 | 0 | 0 | 0 | 0 | 0 | 0
Pump storage | 0 | 5 | 0 | 0 | 0 | 0 | 0 | 0 | 0 | 0
Electricity only | 63 | 94 | 139 | 124 | 484 | 798 | 11553 | 26763 | 47096 | 2170
Nuclear | 0 | 1 | 0 | 2 | 0 | 10 | 22 | 15 | 5 | 4
Nuclear - current | 0 | 1 | 0 | 2 | 0 | 10 | 22 | 15 | 5 | 4
Nuclear III | 0 | 0 | 0 | 0 | 0 | 0 | 0 | 0 | 0 | 0
Nuclear IV | 0 | 0 | 0 | 0 | 0 | 0 | 0 | 0 | 0 | 0
Conventional thermal | 30 | 44 | 77 | 110 | 79 | 83 | 46 | 39 | 18 | 16
Coal fired | 6 | 7 | 19 | 4 | 2 | 4 | 4 | 0 | 0 | 0
Integrated gasification combined cycle | 0 | 0 | 0 | 0 | 0 | 0 | 0 | 0 | 0 | 0
Supercritical steam turbine | 0 | 0 | 0 | 0 | 0 | 0 | 0 | 0 | 0 | 0
Fluidized bed combustion | 0 | 0 | 0 | 0 | 0 | 1 | 1 | 0 | 0 | 0
Steam turbine | 6 | 7 | 19 | 4 | 2 | 3 | 3 | 0 | 0 | 0
Lignite fired | 0 | 0 | 0 | 0 | 0 | 0 | 0 | 0 | 0 | 0
Integrated gasification combined cycle | 0 | 0 | 0 | 0 | 0 | 0 | 0 | 0 | 0 | 0
Supercritical steam turbine | 0 | 0 | 0 | 0 | 0 | 0 | 0 | 0 | 0 | 0
Fluidized bed combustion | 0 | 0 | 0 | 0 | 0 | 0 | 0 | 0 | 0 | 0
Steam turbine | 0 | 0 | 0 | 0 | 0 | 0 | 0 | 0 | 0 | 0
Gas fired | 2 | 14 | 3 | 25 | 42 | 35 | 11 | 12 | 10 | 4
Gas turbine combined cycle | 0 | 0 | 0 | 0 | 0 | 0 | 3 | 6 | 7 | 4
Gas turbine | 1 | 9 | 2 | 2 | 9 | 1 | 2 | 4 | 3 | 0
Steam turbine | 1 | 1 | 1 | 0 | 2 | 5 | 6 | 0 | 0 | 0
Internal combustion engine | 0 | 4 | 0 | 23 | 31 | 29 | 0 | 2 | 0 | 0
Derived gas fired | 1 | 3 | 7 | 1 | 1 | 0 | 3 | 1 | 0 | 0
Refinery gas fired | 0 | 1 | 0 | 0 | 2 | 0 | 0 | 0 | 0 | 0
Diesel oil fired | 16 | 14 | 40 | 73 | 25 | 8 | 0 | 11 | 0 | 0
Gas turbine combined cycle | 0 | 0 | 0 | 0 | 0 | 0 | 0 | 0 | 0 | 0
Gas turbine | 1 | 2 | 2 | 8 | 7 | 3 | 0 | 4 | 0 | 0
Steam turbine | 0 | 0 | 0 | 0 | 0 | 0 | 0 | 0 | 0 | 0
Internal combustion engine | 15 | 12 | 38 | 65 | 18 | 5 | 0 | 7 | 0 | 0
Fuel Oil fired | 3 | 4 | 7 | 4 | 5 | 7 | 11 | 1 | 0 | 0
Integrated gasification combined cycle | 0 | 0 | 0 | 0 | 0 | 0 | 0 | 0 | 0 | 0
Supercritical steam turbine | 0 | 0 | 0 | 0 | 0 | 0 | 0 | 0 | 0 | 0
Steam turbine | 3 | 4 | 7 | 4 | 5 | 7 | 11 | 1 | 0 | 0
Solid biomass & waste fired | 2 | 1 | 1 | 3 | 2 | 29 | 17 | 14 | 8 | 12
Integrated gasification combined cycle | 0 | 0 | 0 | 0 | 0 | 0 | 0 | 0 | 0 | 0
Fluidized bed combustion | 2 | 1 | 1 | 3 | 2 | 11 | 17 | 14 | 8 | 12
Steam turbine | 0 | 0 | 0 | 0 | 0 | 18 | 0 | 0 | 0 | 0
Fuel cells | 0 | 0 | 0 | 0 | 0 | 0 | 0 | 0 | 0 | 0
Natural gas fuel cell power plant | 0 | 0 | 0 | 0 | 0 | 0 | 0 | 0 | 0 | 0
Hydrogen fuel cell power plant | 0 | 0 | 0 | 0 | 0 | 0 | 0 | 0 | 0 | 0
Wind | 9 | 8 | 19 | 12 | 161 | 551 | 2697 | 2011 | 5354 | 395
Onshore | 9 | 8 | 19 | 12 | 161 | 551 | 2697 | 2011 | 5321 | 357
Offshore | 0 | 0 | 0 | 0 | 0 | 0 | 0 | 0 | 33 | 38
Solar photovoltaics | 0 | 0 | 0 | 0 | 244 | 154 | 8787 | 24697 | 41719 | 1755
Solar thermal | 0 | 1 | 0 | 0 | 0 | 0 | 0 | 1 | 0 | 0
Geothermal | 0 | 0 | 0 | 0 | 0 | 0 | 1 | 0 | 0 | 0
Tide, wave and ocean | 0 | 0 | 0 | 0 | 0 | 0 | 0 | 0 | 0 | 0
Tidal | 0 | 0 | 0 | 0 | 0 | 0 | 0 | 0 | 0 | 0
Wave and ocean | 0 | 0 | 0 | 0 | 0 | 0 | 0 | 0 | 0 | 0
Hydro | 24 | 35 | 43 | 0 | 0 | 0 | 0 | 0 | 0 | 0
Run-of-river | 24 | 34 | 35 | 0 | 0 | 0 | 0 | 0 | 0 | 0
Reservoirs (dams) | 0 | 1 | 8 | 0 | 0 | 0 | 0 | 0 | 0 | 0
Pump storage | 0 | 5 | 0 | 0 | 0 | 0 | 0 | 0 | 0 | 0
CHP power plants | 19 | 63 | 61 | 180 | 404 | 119 | 81 | 59 | 21 | 7
Nuclear | 0 | 0 | 0 | 0 | 0 | 0 | 0 | 0 | 0 | 0
Nuclear - current | 0 | 0 | 0 | 0 | 0 | 0 | 0 | 0 | 0 | 0
Nuclear III | 0 | 0 | 0 | 0 | 0 | 0 | 0 | 0 | 0 | 0
Nuclear IV | 0 | 0 | 0 | 0 | 0 | 0 | 0 | 0 | 0 | 0
Conventional thermal | 19 | 63 | 61 | 180 | 404 | 119 | 81 | 59 | 21 | 7
Coal fired | 6 | 20 | 13 | 5 | 6 | 5 | 9 | 2 | 1 | 0
Integrated gasification combined cycle | 0 | 0 | 0 | 0 | 0 | 0 | 0 | 0 | 0 | 0
Supercritical steam turbine | 0 | 0 | 0 | 0 | 0 | 0 | 0 | 0 | 0 | 0
Fluidized bed combustion | 0 | 0 | 0 | 0 | 0 | 1 | 0 | 0 | 0 | 0
Steam turbine | 6 | 20 | 13 | 5 | 6 | 4 | 9 | 2 | 1 | 0
Lignite fired | 0 | 0 | 0 | 0 | 0 | 0 | 0 | 0 | 0 | 0
Integrated gasification combined cycle | 0 | 0 | 0 | 0 | 0 | 0 | 0 | 0 | 0 | 0
Supercritical steam turbine | 0 | 0 | 0 | 0 | 0 | 0 | 0 | 0 | 0 | 0
Fluidized bed combustion | 0 | 0 | 0 | 0 | 0 | 0 | 0 | 0 | 0 | 0
Steam turbine | 0 | 0 | 0 | 0 | 0 | 0 | 0 | 0 | 0 | 0
Gas fired | 9 | 17 | 19 | 129 | 364 | 93 | 58 | 44 | 10 | 2
Gas turbine combined cycle | 0 | 0 | 0 | 0 | 0 | 0 | 15 | 8 | 0 | 0
Gas turbine | 5 | 4 | 8 | 0 | 36 | 37 | 13 | 2 | 5 | 0
Steam turbine | 4 | 13 | 11 | 2 | 2 | 16 | 12 | 4 | 5 | 2
Internal combustion engine | 0 | 0 | 0 | 127 | 326 | 40 | 18 | 30 | 0 | 0
Derived gas fired | 0 | 1 | 1 | 0 | 1 | 1 | 0 | 0 | 0 | 0
Refinery gas fired | 1 | 3 | 11 | 1 | 3 | 2 | 1 | 0 | 0 | 0
Diesel oil fired | 0 | 1 | 5 | 35 | 23 | 8 | 1 | 0 | 0 | 0
Gas turbine combined cycle | 0 | 0 | 0 | 0 | 0 | 0 | 0 | 0 | 0 | 0
Gas turbine | 0 | 0 | 1 | 0 | 1 | 0 | 1 | 0 | 0 | 0
Steam turbine | 0 | 0 | 0 | 0 | 0 | 0 | 0 | 0 | 0 | 0
Internal combustion engine | 0 | 1 | 4 | 35 | 22 | 8 | 0 | 0 | 0 | 0
Fuel Oil fired | 3 | 15 | 9 | 4 | 0 | 6 | 2 | 3 | 0 | 0
Integrated gasification combined cycle | 0 | 0 | 0 | 0 | 0 | 0 | 0 | 0 | 0 | 0
Supercritical steam turbine | 0 | 0 | 0 | 0 | 0 | 0 | 0 | 0 | 0 | 0
Steam turbine | 3 | 15 | 9 | 4 | 0 | 6 | 2 | 3 | 0 | 0
Solid biomass & waste fired | 0 | 6 | 3 | 6 | 7 | 4 | 10 | 10 | 10 | 5
Integrated gasification combined cycle | 0 | 0 | 0 | 0 | 0 | 0 | 0 | 0 | 0 | 0
Fluidized bed combustion | 0 | 6 | 3 | 6 | 7 | 4 | 10 | 10 | 9 | 5
Steam turbine | 0 | 0 | 0 | 0 | 0 | 0 | 0 | 0 | 1 | 0
Electricity only equipped with CCS | 0 | 0 | 0 | 0 | 0 | 0 | 0 | 0 | 0 | 0
Conventional thermal | 0 | 0 | 0 | 0 | 0 | 0 | 0 | 0 | 0 | 0
Coal fired | 0 | 0 | 0 | 0 | 0 | 0 | 0 | 0 | 0 | 0
Integrated gasification combined cycle | 0 | 0 | 0 | 0 | 0 | 0 | 0 | 0 | 0 | 0
Supercritical steam turbine | 0 | 0 | 0 | 0 | 0 | 0 | 0 | 0 | 0 | 0
Fluidized bed combustion | 0 | 0 | 0 | 0 | 0 | 0 | 0 | 0 | 0 | 0
Steam turbine | 0 | 0 | 0 | 0 | 0 | 0 | 0 | 0 | 0 | 0
Lignite fired | 0 | 0 | 0 | 0 | 0 | 0 | 0 | 0 | 0 | 0
Integrated gasification combined cycle | 0 | 0 | 0 | 0 | 0 | 0 | 0 | 0 | 0 | 0
Supercritical steam turbine | 0 | 0 | 0 | 0 | 0 | 0 | 0 | 0 | 0 | 0
Fluidized bed combustion | 0 | 0 | 0 | 0 | 0 | 0 | 0 | 0 | 0 | 0
Steam turbine | 0 | 0 | 0 | 0 | 0 | 0 | 0 | 0 | 0 | 0
Gas fired | 0 | 0 | 0 | 0 | 0 | 0 | 0 | 0 | 0 | 0
Gas turbine combined cycle | 0 | 0 | 0 | 0 | 0 | 0 | 0 | 0 | 0 | 0
Gas turbine | 0 | 0 | 0 | 0 | 0 | 0 | 0 | 0 | 0 | 0
Steam turbine | 0 | 0 | 0 | 0 | 0 | 0 | 0 | 0 | 0 | 0
Internal combustion engine | 0 | 0 | 0 | 0 | 0 | 0 | 0 | 0 | 0 | 0
Derived gas fired | 0 | 0 | 0 | 0 | 0 | 0 | 0 | 0 | 0 | 0
Refinery gas fired | 0 | 0 | 0 | 0 | 0 | 0 | 0 | 0 | 0 | 0
Diesel oil fired | 0 | 0 | 0 | 0 | 0 | 0 | 0 | 0 | 0 | 0
Gas turbine combined cycle | 0 | 0 | 0 | 0 | 0 | 0 | 0 | 0 | 0 | 0
Gas turbine | 0 | 0 | 0 | 0 | 0 | 0 | 0 | 0 | 0 | 0
Steam turbine | 0 | 0 | 0 | 0 | 0 | 0 | 0 | 0 | 0 | 0
Internal combustion engine | 0 | 0 | 0 | 0 | 0 | 0 | 0 | 0 | 0 | 0
Fuel Oil fired | 0 | 0 | 0 | 0 | 0 | 0 | 0 | 0 | 0 | 0
Integrated gasification combined cycle | 0 | 0 | 0 | 0 | 0 | 0 | 0 | 0 | 0 | 0
Supercritical steam turbine | 0 | 0 | 0 | 0 | 0 | 0 | 0 | 0 | 0 | 0
Steam turbine | 0 | 0 | 0 | 0 | 0 | 0 | 0 | 0 | 0 | 0
Solid biomass & waste fired | 0 | 0 | 0 | 0 | 0 | 0 | 0 | 0 | 0 | 0
Integrated gasification combined cycle | 0 | 0 | 0 | 0 | 0 | 0 | 0 | 0 | 0 | 0
Fluidized bed combustion | 0 | 0 | 0 | 0 | 0 | 0 | 0 | 0 | 0 | 0
Steam turbine | 0 | 0 | 0 | 0 | 0 | 0 | 0 | 0 | 0 | 0
CHP power plants equipped with CCS | 0 | 0 | 0 | 0 | 0 | 0 | 0 | 0 | 0 | 0
Conventional thermal | 0 | 0 | 0 | 0 | 0 | 0 | 0 | 0 | 0 | 0
Coal fired | 0 | 0 | 0 | 0 | 0 | 0 | 0 | 0 | 0 | 0
Integrated gasification combined cycle | 0 | 0 | 0 | 0 | 0 | 0 | 0 | 0 | 0 | 0
Supercritical steam turbine | 0 | 0 | 0 | 0 | 0 | 0 | 0 | 0 | 0 | 0
Fluidized bed combustion | 0 | 0 | 0 | 0 | 0 | 0 | 0 | 0 | 0 | 0
Steam turbine | 0 | 0 | 0 | 0 | 0 | 0 | 0 | 0 | 0 | 0
Lignite fired | 0 | 0 | 0 | 0 | 0 | 0 | 0 | 0 | 0 | 0
Integrated gasification combined cycle | 0 | 0 | 0 | 0 | 0 | 0 | 0 | 0 | 0 | 0
Supercritical steam turbine | 0 | 0 | 0 | 0 | 0 | 0 | 0 | 0 | 0 | 0
Fluidized bed combustion | 0 | 0 | 0 | 0 | 0 | 0 | 0 | 0 | 0 | 0
Steam turbine | 0 | 0 | 0 | 0 | 0 | 0 | 0 | 0 | 0 | 0
Gas fired | 0 | 0 | 0 | 0 | 0 | 0 | 0 | 0 | 0 | 0
Gas turbine combined cycle | 0 | 0 | 0 | 0 | 0 | 0 | 0 | 0 | 0 | 0
Gas turbine | 0 | 0 | 0 | 0 | 0 | 0 | 0 | 0 | 0 | 0
Steam turbine | 0 | 0 | 0 | 0 | 0 | 0 | 0 | 0 | 0 | 0
Internal combustion engine | 0 | 0 | 0 | 0 | 0 | 0 | 0 | 0 | 0 | 0
Derived gas fired | 0 | 0 | 0 | 0 | 0 | 0 | 0 | 0 | 0 | 0
Refinery gas fired | 0 | 0 | 0 | 0 | 0 | 0 | 0 | 0 | 0 | 0
Diesel oil fired | 0 | 0 | 0 | 0 | 0 | 0 | 0 | 0 | 0 | 0
Gas turbine combined cycle | 0 | 0 | 0 | 0 | 0 | 0 | 0 | 0 | 0 | 0
Gas turbine | 0 | 0 | 0 | 0 | 0 | 0 | 0 | 0 | 0 | 0
Steam turbine | 0 | 0 | 0 | 0 | 0 | 0 | 0 | 0 | 0 | 0
Internal combustion engine | 0 | 0 | 0 | 0 | 0 | 0 | 0 | 0 | 0 | 0
Fuel Oil fired | 0 | 0 | 0 | 0 | 0 | 0 | 0 | 0 | 0 | 0
Integrated gasification combined cycle | 0 | 0 | 0 | 0 | 0 | 0 | 0 | 0 | 0 | 0
Supercritical steam turbine | 0 | 0 | 0 | 0 | 0 | 0 | 0 | 0 | 0 | 0
Steam turbine | 0 | 0 | 0 | 0 | 0 | 0 | 0 | 0 | 0 | 0
Solid biomass & waste fired | 0 | 0 | 0 | 0 | 0 | 0 | 0 | 0 | 0 | 0
Integrated gasification combined cycle | 0 | 0 | 0 | 0 | 0 | 0 | 0 | 0 | 0 | 0
Fluidized bed combustion | 0 | 0 | 0 | 0 | 0 | 0 | 0 | 0 | 0 | 0
Steam turbine | 0 | 0 | 0 | 0 | 0 | 0 | 0 | 0 | 0 | 0

## Unit Size Decommissioned
FR: Average unit size of decommissioned capacities (MW net) | 2001-2005 | 2006-2010 | 2011-2015 | 2016-2020 | 2021-2025 | 2026-2030 | 2031-2035 | 2036-2040 | 2041-2045 | 2046-2050
Total
Nuclear | 0 | 233 | 0 | 880 | 0 | 901 | 947.7273 | 1264.6667 | 1310 | 1497.5
Nuclear - current | 0 | 233 | 0 | 880 | 0 | 901 | 947.7273 | 1264.6667 | 1310 | 1497.5
Nuclear III | 0 | 0 | 0 | 0 | 0 | 0 | 0 | 0 | 0 | 0
Nuclear IV | 0 | 0 | 0 | 0 | 0 | 0 | 0 | 0 | 0 | 0
Conventional thermal | 42.9041 | 20.3507 | 48.448 | 8.6531 | 10.1062 | 20.8396 | 30.0546 | 23.5102 | 88.3264 | 89.5139
Coal fired | 113.5 | 43.163 | 125.1781 | 60.3889 | 72.1 | 209.6111 | 111.5462 | 2.35 | 14.9 | 0
Integrated gasification combined cycle | 0 | 0 | 0 | 0 | 0 | 0 | 0 | 0 | 0 | 0
Supercritical steam turbine | 0 | 0 | 0 | 0 | 0 | 0 | 0 | 0 | 0 | 0
Fluidized bed combustion | 0 | 0 | 0 | 0 | 0 | 64.65 | 235 | 0 | 0 | 0
Steam turbine | 113.5 | 43.163 | 125.1781 | 60.3889 | 72.1 | 251.0286 | 101.2583 | 2.35 | 14.9 | 0
Lignite fired | 0 | 0 | 0 | 0 | 0 | 0 | 0 | 0 | 0 | 0
Integrated gasification combined cycle | 0 | 0 | 0 | 0 | 0 | 0 | 0 | 0 | 0 | 0
Supercritical steam turbine | 0 | 0 | 0 | 0 | 0 | 0 | 0 | 0 | 0 | 0
Fluidized bed combustion | 0 | 0 | 0 | 0 | 0 | 0 | 0 | 0 | 0 | 0
Steam turbine | 0 | 0 | 0 | 0 | 0 | 0 | 0 | 0 | 0 | 0
Gas fired | 13.3182 | 9.8458 | 8.3682 | 1.2779 | 1.9877 | 5.9962 | 15.1428 | 24.0543 | 161.7725 | 294.9783
Gas turbine combined cycle | 0 | 0 | 0 | 0 | 0 | 0 | 44.95 | 65.0643 | 412.8571 | 438.5
Gas turbine | 21.1667 | 17.2323 | 6.67 | 14.15 | 4.9378 | 12.0184 | 8.2373 | 59.9533 | 27.9375 | 0
Steam turbine | 3.9 | 5.3714 | 9.7833 | 6.15 | 14.425 | 6.781 | 4.9833 | 5.45 | 24.39 | 7.935
Internal combustion engine | 0 | 1.5 | 0 | 1.0413 | 1.4765 | 2.4407 | 1.2497 | 1.7069 | 0 | 0
Derived gas fired | 17 | 48.375 | 23.9625 | 8 | 164.5 | 5.6 | 6.7 | 6.6 | 0 | 0
Refinery gas fired | 7 | 13.625 | 17.3636 | 12 | 12.9 | 13.75 | 7 | 0 | 0 | 0
Diesel oil fired | 3.2063 | 15.4467 | 3.8533 | 2.6713 | 9.575 | 30.0587 | 48.48 | 69.4364 | 0 | 0
Gas turbine combined cycle | 0 | 0 | 0 | 0 | 0 | 0 | 0 | 0 | 0 | 0
Gas turbine | 8.1 | 55 | 10.5 | 12.9375 | 44.725 | 151.3333 | 48.48 | 160.5 | 0 | 0
Steam turbine | 0 | 0 | 0 | 0 | 0 | 0 | 0 | 0 | 0 | 0
Internal combustion engine | 2.88 | 9.3615 | 3.3786 | 1.85 | 2.545 | 2.0723 | 0 | 17.4 | 0 | 0
Fuel Oil fired | 85.0667 | 6.1684 | 119.2563 | 176.9 | 518 | 74.0308 | 80.0769 | 3.525 | 0 | 0
Integrated gasification combined cycle | 0 | 0 | 0 | 0 | 0 | 0 | 0 | 0 | 0 | 0
Supercritical steam turbine | 0 | 0 | 0 | 0 | 0 | 0 | 0 | 0 | 0 | 0
Steam turbine | 85.0667 | 6.1684 | 119.2563 | 176.9 | 518 | 74.0308 | 80.0769 | 3.525 | 0 | 0
Solid biomass & waste fired | 4.05 | 15.7143 | 7.955 | 5.0467 | 6.0433 | 2.3985 | 7.6074 | 6.99 | 10.7989 | 16.9971
Integrated gasification combined cycle | 0 | 0 | 0 | 0 | 0 | 0 | 0 | 0 | 0 | 0
Fluidized bed combustion | 4.05 | 15.7143 | 7.955 | 5.0467 | 6.0433 | 5.1987 | 7.6074 | 6.99 | 9.6694 | 16.9971
Steam turbine | 0 | 0 | 0 | 0 | 0 | 0.065 | 0 | 0 | 30 | 0
Fuel cells | 0 | 0 | 0 | 0 | 0 | 0 | 0 | 0 | 0 | 0
Natural gas fuel cell power plant | 0 | 0 | 0 | 0 | 0 | 0 | 0 | 0 | 0 | 0
Hydrogen fuel cell power plant | 0 | 0 | 0 | 0 | 0 | 0 | 0 | 0 | 0 | 0
Wind | 0.3 | 0.1875 | 0.59316 | 0.58333 | 0.18913 | 1.1882 | 1.9368 | 2.1463 | 2.3413 | 2.5949
Onshore | 0.3 | 0.1875 | 0.59316 | 0.58333 | 0.18913 | 1.1882 | 1.9368 | 2.1463 | 2.3244 | 2.3171
Offshore | 0 | 0 | 0 | 0 | 0 | 0 | 0 | 0 | 5.0727 | 5.2045
Solar photovoltaics | 0 | 0 | 0 | 0 | 0.028689 | 0.038961 | 0.11733 | 0.23124 | 0.20272 | 0.35594
Solar thermal | 0 | 2.5 | 0 | 0 | 0 | 0 | 0 | 12 | 0 | 0
Geothermal | 0 | 0 | 0 | 0 | 0 | 0 | 1.4 | 0 | 0 | 0
Tide, wave and ocean | 0 | 0 | 0 | 0 | 0 | 0 | 0 | 0 | 0 | 0
Tidal | 0 | 0 | 0 | 0 | 0 | 0 | 0 | 0 | 0 | 0
Wave and ocean | 0 | 0 | 0 | 0 | 0 | 0 | 0 | 0 | 0 | 0
Hydro | 2.0113 | 5.6817 | 4.7677 | 0 | 0 | 0 | 0 | 0 | 0 | 0
Run-of-river | 2.0113 | 5.5488 | 2.6003 | 0 | 0 | 0 | 0 | 0 | 0 | 0
Reservoirs (dams) | 0 | 10.2 | 14.25 | 0 | 0 | 0 | 0 | 0 | 0 | 0
Pump storage | 0 | 34.4 | 0 | 0 | 0 | 0 | 0 | 0 | 0 | 0
Electricity only
Nuclear | 0 | 233 | 0 | 880 | 0 | 901 | 947.7273 | 1264.6667 | 1310 | 1497.5
Nuclear - current | 0 | 233 | 0 | 880 | 0 | 901 | 947.7273 | 1264.6667 | 1310 | 1497.5
Nuclear III | 0 | 0 | 0 | 0 | 0 | 0 | 0 | 0 | 0 | 0
Nuclear IV | 0 | 0 | 0 | 0 | 0 | 0 | 0 | 0 | 0 | 0
Conventional thermal | 65.36 | 39.7368 | 78.8688 | 20.0273 | 50.8962 | 41.4743 | 58.7863 | 41.549 | 175.2156 | 120.9531
Coal fired | 223.6667 | 149.6143 | 203.0632 | 127.275 | 260 | 464.25 | 350.175 | 0 | 0 | 0
Integrated gasification combined cycle | 0 | 0 | 0 | 0 | 0 | 0 | 0 | 0 | 0 | 0
Supercritical steam turbine | 0 | 0 | 0 | 0 | 0 | 0 | 0 | 0 | 0 | 0
Fluidized bed combustion | 0 | 0 | 0 | 0 | 0 | 117 | 235 | 0 | 0 | 0
Steam turbine | 223.6667 | 149.6143 | 203.0632 | 127.275 | 260 | 580 | 388.5667 | 0 | 0 | 0
Lignite fired | 0 | 0 | 0 | 0 | 0 | 0 | 0 | 0 | 0 | 0
Integrated gasification combined cycle | 0 | 0 | 0 | 0 | 0 | 0 | 0 | 0 | 0 | 0
Supercritical steam turbine | 0 | 0 | 0 | 0 | 0 | 0 | 0 | 0 | 0 | 0
Fluidized bed combustion | 0 | 0 | 0 | 0 | 0 | 0 | 0 | 0 | 0 | 0
Steam turbine | 0 | 0 | 0 | 0 | 0 | 0 | 0 | 0 | 0 | 0
Gas fired | 20.3 | 12.7586 | 16.3333 | 2.024 | 2.5238 | 2.8493 | 14.18 | 63.9542 | 308.24 | 438.5
Gas turbine combined cycle | 0 | 0 | 0 | 0 | 0 | 0 | 37.3333 | 67.8833 | 412.8571 | 438.5
Gas turbine | 40 | 18.8467 | 22 | 14.15 | 1.2667 | 6 | 5.115 | 89.9 | 64.1333 | 0
Steam turbine | 0.6 | 3 | 5 | 0 | 17.35 | 6.04 | 5.625 | 0 | 0 | 0
Internal combustion engine | 0 | 1.5 | 0 | 0.96957 | 1.9323 | 2.1905 | 0 | 0.275 | 0 | 0
Derived gas fired | 17 | 61.3333 | 20.5286 | 8 | 319 | 0 | 6.7 | 6.6 | 0 | 0
Refinery gas fired | 0 | 17 | 0 | 0 | 16.25 | 0 | 0 | 0 | 0 | 0
Diesel oil fired | 3.2062 | 16.4786 | 4.1275 | 3.3479 | 17.56 | 59.0463 | 0 | 69.4364 | 0 | 0
Gas turbine combined cycle | 0 | 0 | 0 | 0 | 0 | 0 | 0 | 0 | 0 | 0
Gas turbine | 8.1 | 55 | 14.8 | 12.9375 | 50.4 | 151.3333 | 0 | 160.5 | 0 | 0
Steam turbine | 0 | 0 | 0 | 0 | 0 | 0 | 0 | 0 | 0 | 0
Internal combustion engine | 2.88 | 10.0583 | 3.5658 | 2.1677 | 4.7889 | 3.674 | 0 | 17.4 | 0 | 0
Fuel Oil fired | 167.2667 | 6.7 | 263 | 347.275 | 518 | 135.2714 | 91.7273 | 3.6 | 0 | 0
Integrated gasification combined cycle | 0 | 0 | 0 | 0 | 0 | 0 | 0 | 0 | 0 | 0
Supercritical steam turbine | 0 | 0 | 0 | 0 | 0 | 0 | 0 | 0 | 0 | 0
Steam turbine | 167.2667 | 6.7 | 263 | 347.275 | 518 | 135.2714 | 91.7273 | 3.6 | 0 | 0
Solid biomass & waste fired | 4.05 | 64 | 15.9 | 0.6 | 7.15 | 2.2886 | 6.9641 | 5.64 | 8.935 | 15.1042
Integrated gasification combined cycle | 0 | 0 | 0 | 0 | 0 | 0 | 0 | 0 | 0 | 0
Fluidized bed combustion | 4.05 | 64 | 15.9 | 0.6 | 7.15 | 5.9273 | 6.9641 | 5.64 | 8.935 | 15.1042
Steam turbine | 0 | 0 | 0 | 0 | 0 | 0.065 | 0 | 0 | 0 | 0
Fuel cells | 0 | 0 | 0 | 0 | 0 | 0 | 0 | 0 | 0 | 0
Natural gas fuel cell power plant | 0 | 0 | 0 | 0 | 0 | 0 | 0 | 0 | 0 | 0
Hydrogen fuel cell power plant | 0 | 0 | 0 | 0 | 0 | 0 | 0 | 0 | 0 | 0
Wind | 0.3 | 0.1875 | 0.59316 | 0.58333 | 0.18913 | 1.1882 | 1.9368 | 2.1463 | 2.3413 | 2.5949
Onshore | 0.3 | 0.1875 | 0.59316 | 0.58333 | 0.18913 | 1.1882 | 1.9368 | 2.1463 | 2.3244 | 2.3171
Offshore | 0 | 0 | 0 | 0 | 0 | 0 | 0 | 0 | 5.0727 | 5.2045
Solar photovoltaics | 0 | 0 | 0 | 0 | 0.028689 | 0.038961 | 0.11733 | 0.23124 | 0.20272 | 0.35594
Solar thermal | 0 | 2.5 | 0 | 0 | 0 | 0 | 0 | 12 | 0 | 0
Geothermal | 0 | 0 | 0 | 0 | 0 | 0 | 1.4 | 0 | 0 | 0
Tide, wave and ocean | 0 | 0 | 0 | 0 | 0 | 0 | 0 | 0 | 0 | 0
Tidal | 0 | 0 | 0 | 0 | 0 | 0 | 0 | 0 | 0 | 0
Wave and ocean | 0 | 0 | 0 | 0 | 0 | 0 | 0 | 0 | 0 | 0
Hydro | 2.0113 | 5.6817 | 4.7677 | 0 | 0 | 0 | 0 | 0 | 0 | 0
Run-of-river | 2.0113 | 5.5488 | 2.6003 | 0 | 0 | 0 | 0 | 0 | 0 | 0
Reservoirs (dams) | 0 | 10.2 | 14.25 | 0 | 0 | 0 | 0 | 0 | 0 | 0
Pump storage | 0 | 34.4 | 0 | 0 | 0 | 0 | 0 | 0 | 0 | 0
CHP power plants
Nuclear | 0 | 0 | 0 | 0 | 0 | 0 | 0 | 0 | 0 | 0
Nuclear - current | 0 | 0 | 0 | 0 | 0 | 0 | 0 | 0 | 0 | 0
Nuclear III | 0 | 0 | 0 | 0 | 0 | 0 | 0 | 0 | 0 | 0
Nuclear IV | 0 | 0 | 0 | 0 | 0 | 0 | 0 | 0 | 0 | 0
Conventional thermal | 7.4474 | 6.8111 | 10.0479 | 1.7023 | 2.1299 | 6.4474 | 13.7378 | 11.5863 | 13.85 | 17.6529
Coal fired | 3.3333 | 5.905 | 11.3462 | 6.88 | 9.4667 | 5.9 | 5.4889 | 2.35 | 14.9 | 0
Integrated gasification combined cycle | 0 | 0 | 0 | 0 | 0 | 0 | 0 | 0 | 0 | 0
Supercritical steam turbine | 0 | 0 | 0 | 0 | 0 | 0 | 0 | 0 | 0 | 0
Fluidized bed combustion | 0 | 0 | 0 | 0 | 0 | 12.3 | 0 | 0 | 0 | 0
Steam turbine | 3.3333 | 5.905 | 11.3462 | 6.88 | 9.4667 | 4.3 | 5.4889 | 2.35 | 14.9 | 0
Lignite fired | 0 | 0 | 0 | 0 | 0 | 0 | 0 | 0 | 0 | 0
Integrated gasification combined cycle | 0 | 0 | 0 | 0 | 0 | 0 | 0 | 0 | 0 | 0
Supercritical steam turbine | 0 | 0 | 0 | 0 | 0 | 0 | 0 | 0 | 0 | 0
Fluidized bed combustion | 0 | 0 | 0 | 0 | 0 | 0 | 0 | 0 | 0 | 0
Steam turbine | 0 | 0 | 0 | 0 | 0 | 0 | 0 | 0 | 0 | 0
Gas fired | 11.7667 | 7.4471 | 7.1105 | 1.1333 | 1.9258 | 7.1805 | 15.3254 | 13.1725 | 15.305 | 7.935
Gas turbine combined cycle | 0 | 0 | 0 | 0 | 0 | 0 | 46.4733 | 62.95 | 0 | 0
Gas turbine | 17.4 | 13.6 | 2.8375 | 0 | 5.8556 | 12.1811 | 8.7177 | 0.06 | 6.22 | 0
Steam turbine | 4.725 | 5.5538 | 10.2182 | 6.15 | 11.5 | 7.0125 | 4.6625 | 5.45 | 24.39 | 7.935
Internal combustion engine | 0 | 0 | 0 | 1.0543 | 1.4331 | 2.6221 | 1.2497 | 1.8024 | 0 | 0
Derived gas fired | 0 | 9.5 | 48 | 0 | 10 | 5.6 | 0 | 0 | 0 | 0
Refinery gas fired | 7 | 12.5 | 17.3636 | 12 | 10.6667 | 13.75 | 7 | 0 | 0 | 0
Diesel oil fired | 0 | 1 | 1.66 | 1.26 | 0.89565 | 1.0712 | 48.48 | 0 | 0 | 0
Gas turbine combined cycle | 0 | 0 | 0 | 0 | 0 | 0 | 0 | 0 | 0 | 0
Gas turbine | 0 | 0 | 1.9 | 0 | 5 | 0 | 48.48 | 0 | 0 | 0
Steam turbine | 0 | 0 | 0 | 0 | 0 | 0 | 0 | 0 | 0 | 0
Internal combustion engine | 0 | 1 | 1.6 | 1.26 | 0.70909 | 1.0712 | 0 | 0 | 0 | 0
Fuel Oil fired | 2.8667 | 6.0267 | 7.4556 | 6.525 | 0 | 2.5833 | 16 | 3.5 | 0 | 0
Integrated gasification combined cycle | 0 | 0 | 0 | 0 | 0 | 0 | 0 | 0 | 0 | 0
Supercritical steam turbine | 0 | 0 | 0 | 0 | 0 | 0 | 0 | 0 | 0 | 0
Steam turbine | 2.8667 | 6.0267 | 7.4556 | 6.525 | 0 | 2.5833 | 16 | 3.5 | 0 | 0
Solid biomass & waste fired | 0 | 7.6667 | 5.3067 | 7.27 | 5.7271 | 3.195 | 8.701 | 8.88 | 12.29 | 21.54
Integrated gasification combined cycle | 0 | 0 | 0 | 0 | 0 | 0 | 0 | 0 | 0 | 0
Fluidized bed combustion | 0 | 7.6667 | 5.3067 | 7.27 | 5.7271 | 3.195 | 8.701 | 8.88 | 10.3222 | 21.54
Steam turbine | 0 | 0 | 0 | 0 | 0 | 0 | 0 | 0 | 30 | 0
Electricity only equipped with CCS
Conventional thermal | 0 | 0 | 0 | 0 | 0 | 0 | 0 | 0 | 0 | 0
Coal fired | 0 | 0 | 0 | 0 | 0 | 0 | 0 | 0 | 0 | 0
Integrated gasification combined cycle | 0 | 0 | 0 | 0 | 0 | 0 | 0 | 0 | 0 | 0
Supercritical steam turbine | 0 | 0 | 0 | 0 | 0 | 0 | 0 | 0 | 0 | 0
Fluidized bed combustion | 0 | 0 | 0 | 0 | 0 | 0 | 0 | 0 | 0 | 0
Steam turbine | 0 | 0 | 0 | 0 | 0 | 0 | 0 | 0 | 0 | 0
Lignite fired | 0 | 0 | 0 | 0 | 0 | 0 | 0 | 0 | 0 | 0
Integrated gasification combined cycle | 0 | 0 | 0 | 0 | 0 | 0 | 0 | 0 | 0 | 0
Supercritical steam turbine | 0 | 0 | 0 | 0 | 0 | 0 | 0 | 0 | 0 | 0
Fluidized bed combustion | 0 | 0 | 0 | 0 | 0 | 0 | 0 | 0 | 0 | 0
Steam turbine | 0 | 0 | 0 | 0 | 0 | 0 | 0 | 0 | 0 | 0
Gas fired | 0 | 0 | 0 | 0 | 0 | 0 | 0 | 0 | 0 | 0
Gas turbine combined cycle | 0 | 0 | 0 | 0 | 0 | 0 | 0 | 0 | 0 | 0
Gas turbine | 0 | 0 | 0 | 0 | 0 | 0 | 0 | 0 | 0 | 0
Steam turbine | 0 | 0 | 0 | 0 | 0 | 0 | 0 | 0 | 0 | 0
Internal combustion engine | 0 | 0 | 0 | 0 | 0 | 0 | 0 | 0 | 0 | 0
Derived gas fired | 0 | 0 | 0 | 0 | 0 | 0 | 0 | 0 | 0 | 0
Refinery gas fired | 0 | 0 | 0 | 0 | 0 | 0 | 0 | 0 | 0 | 0
Diesel oil fired | 0 | 0 | 0 | 0 | 0 | 0 | 0 | 0 | 0 | 0
Gas turbine combined cycle | 0 | 0 | 0 | 0 | 0 | 0 | 0 | 0 | 0 | 0
Gas turbine | 0 | 0 | 0 | 0 | 0 | 0 | 0 | 0 | 0 | 0
Steam turbine | 0 | 0 | 0 | 0 | 0 | 0 | 0 | 0 | 0 | 0
Internal combustion engine | 0 | 0 | 0 | 0 | 0 | 0 | 0 | 0 | 0 | 0
Fuel Oil fired | 0 | 0 | 0 | 0 | 0 | 0 | 0 | 0 | 0 | 0
Integrated gasification combined cycle | 0 | 0 | 0 | 0 | 0 | 0 | 0 | 0 | 0 | 0
Supercritical steam turbine | 0 | 0 | 0 | 0 | 0 | 0 | 0 | 0 | 0 | 0
Steam turbine | 0 | 0 | 0 | 0 | 0 | 0 | 0 | 0 | 0 | 0
Solid biomass & waste fired | 0 | 0 | 0 | 0 | 0 | 0 | 0 | 0 | 0 | 0
Integrated gasification combined cycle | 0 | 0 | 0 | 0 | 0 | 0 | 0 | 0 | 0 | 0
Fluidized bed combustion | 0 | 0 | 0 | 0 | 0 | 0 | 0 | 0 | 0 | 0
Steam turbine | 0 | 0 | 0 | 0 | 0 | 0 | 0 | 0 | 0 | 0
CHP power plants equipped with CCS
Conventional thermal | 0 | 0 | 0 | 0 | 0 | 0 | 0 | 0 | 0 | 0
Coal fired | 0 | 0 | 0 | 0 | 0 | 0 | 0 | 0 | 0 | 0
Integrated gasification combined cycle | 0 | 0 | 0 | 0 | 0 | 0 | 0 | 0 | 0 | 0
Supercritical steam turbine | 0 | 0 | 0 | 0 | 0 | 0 | 0 | 0 | 0 | 0
Fluidized bed combustion | 0 | 0 | 0 | 0 | 0 | 0 | 0 | 0 | 0 | 0
Steam turbine | 0 | 0 | 0 | 0 | 0 | 0 | 0 | 0 | 0 | 0
Lignite fired | 0 | 0 | 0 | 0 | 0 | 0 | 0 | 0 | 0 | 0
Integrated gasification combined cycle | 0 | 0 | 0 | 0 | 0 | 0 | 0 | 0 | 0 | 0
Supercritical steam turbine | 0 | 0 | 0 | 0 | 0 | 0 | 0 | 0 | 0 | 0
Fluidized bed combustion | 0 | 0 | 0 | 0 | 0 | 0 | 0 | 0 | 0 | 0
Steam turbine | 0 | 0 | 0 | 0 | 0 | 0 | 0 | 0 | 0 | 0
Gas fired | 0 | 0 | 0 | 0 | 0 | 0 | 0 | 0 | 0 | 0
Gas turbine combined cycle | 0 | 0 | 0 | 0 | 0 | 0 | 0 | 0 | 0 | 0
Gas turbine | 0 | 0 | 0 | 0 | 0 | 0 | 0 | 0 | 0 | 0
Steam turbine | 0 | 0 | 0 | 0 | 0 | 0 | 0 | 0 | 0 | 0
Internal combustion engine | 0 | 0 | 0 | 0 | 0 | 0 | 0 | 0 | 0 | 0
Derived gas fired | 0 | 0 | 0 | 0 | 0 | 0 | 0 | 0 | 0 | 0
Refinery gas fired | 0 | 0 | 0 | 0 | 0 | 0 | 0 | 0 | 0 | 0
Diesel oil fired | 0 | 0 | 0 | 0 | 0 | 0 | 0 | 0 | 0 | 0
Gas turbine combined cycle | 0 | 0 | 0 | 0 | 0 | 0 | 0 | 0 | 0 | 0
Gas turbine | 0 | 0 | 0 | 0 | 0 | 0 | 0 | 0 | 0 | 0
Steam turbine | 0 | 0 | 0 | 0 | 0 | 0 | 0 | 0 | 0 | 0
Internal combustion engine | 0 | 0 | 0 | 0 | 0 | 0 | 0 | 0 | 0 | 0
Fuel Oil fired | 0 | 0 | 0 | 0 | 0 | 0 | 0 | 0 | 0 | 0
Integrated gasification combined cycle | 0 | 0 | 0 | 0 | 0 | 0 | 0 | 0 | 0 | 0
Supercritical steam turbine | 0 | 0 | 0 | 0 | 0 | 0 | 0 | 0 | 0 | 0
Steam turbine | 0 | 0 | 0 | 0 | 0 | 0 | 0 | 0 | 0 | 0
Solid biomass & waste fired | 0 | 0 | 0 | 0 | 0 | 0 | 0 | 0 | 0 | 0
Integrated gasification combined cycle | 0 | 0 | 0 | 0 | 0 | 0 | 0 | 0 | 0 | 0
Fluidized bed combustion | 0 | 0 | 0 | 0 | 0 | 0 | 0 | 0 | 0 | 0
Steam turbine | 0 | 0 | 0 | 0 | 0 | 0 | 0 | 0 | 0 | 0

## Gross Capacities Investment
FR: Gross capacities investment (MW) | 2001-2005 | 2006-2010 | 2011-2015 | 2016-2020 | 2021-2025 | 2026-2030 | 2031-2035 | 2036-2040 | 2041-2045 | 2046-2050
Total | 3303.271 | 11364.7531 | 12395.422 | 24329.2106 | 4491.469 | 10964.2402 | 22060.5782 | 59113.1838 | 41774.8553 | 25642.1306
Nuclear | 0 | 0 | 0 | 1589.9582 | 0 | 0 | 1250 | 20650 | 6700 | 3050
Nuclear - current | 0 | 0 | 0 | 1589.9582 | 0 | 0 | 1250 | 20650 | 6700 | 3050
Nuclear III | 0 | 0 | 0 | 0 | 0 | 0 | 0 | 0 | 0 | 0
Nuclear IV | 0 | 0 | 0 | 0 | 0 | 0 | 0 | 0 | 0 | 0
Conventional thermal | 2564.918 | 4753.624 | 2245.55 | 1430.5829 | 2710 | 2920 | 215 | 475 | 42.5 | 5300
Coal fired | 0 | 0 | 0 | 0 | 0 | 0 | 0 | 0 | 0 | 0
Integrated gasification combined cycle | 0 | 0 | 0 | 0 | 0 | 0 | 0 | 0 | 0 | 0
Supercritical steam turbine | 0 | 0 | 0 | 0 | 0 | 0 | 0 | 0 | 0 | 0
Fluidized bed combustion | 0 | 0 | 0 | 0 | 0 | 0 | 0 | 0 | 0 | 0
Steam turbine | 0 | 0 | 0 | 0 | 0 | 0 | 0 | 0 | 0 | 0
Lignite fired | 0 | 0 | 0 | 0 | 0 | 0 | 0 | 0 | 0 | 0
Integrated gasification combined cycle | 0 | 0 | 0 | 0 | 0 | 0 | 0 | 0 | 0 | 0
Supercritical steam turbine | 0 | 0 | 0 | 0 | 0 | 0 | 0 | 0 | 0 | 0
Fluidized bed combustion | 0 | 0 | 0 | 0 | 0 | 0 | 0 | 0 | 0 | 0
Steam turbine | 0 | 0 | 0 | 0 | 0 | 0 | 0 | 0 | 0 | 0
Gas fired | 2332.218 | 3619.024 | 1812 | 1264.2392 | 1855 | 2600 | 150 | 340 | 0 | 5300
Gas turbine combined cycle | 1883.6 | 3147 | 1684 | 920 | 1240 | 2600 | 150 | 340 | 0 | 5300
Gas turbine | 144.76 | 441.12 | 20.73 | 153.2393 | 0 | 0 | 0 | 0 | 0 | 0
Steam turbine | 127.6 | 16.72 | 51.6 | 180 | 615 | 0 | 0 | 0 | 0 | 0
Internal combustion engine | 176.258 | 14.184 | 55.67 | 10.9999 | 0 | 0 | 0 | 0 | 0 | 0
Derived gas fired | 0 | 0 | 0 | 0 | 430 | 70 | 45 | 20 | 25 | 0
Refinery gas fired | 0 | 0 | 0 | 0 | 40 | 20 | 20 | 0 | 0 | 0
Diesel oil fired | 80.92 | 686 | 128.1 | 0 | 0 | 0 | 0 | 0 | 0 | 0
Gas turbine combined cycle | 0 | 0 | 0 | 0 | 0 | 0 | 0 | 0 | 0 | 0
Gas turbine | 52.7 | 686 | 0 | 0 | 0 | 0 | 0 | 0 | 0 | 0
Steam turbine | 0 | 0 | 0 | 0 | 0 | 0 | 0 | 0 | 0 | 0
Internal combustion engine | 28.22 | 0 | 128.1 | 0 | 0 | 0 | 0 | 0 | 0 | 0
Fuel Oil fired | 0 | 0 | 0 | 0 | 0 | 0 | 0 | 0 | 0 | 0
Integrated gasification combined cycle | 0 | 0 | 0 | 0 | 0 | 0 | 0 | 0 | 0 | 0
Supercritical steam turbine | 0 | 0 | 0 | 0 | 0 | 0 | 0 | 0 | 0 | 0
Steam turbine | 0 | 0 | 0 | 0 | 0 | 0 | 0 | 0 | 0 | 0
Solid biomass & waste fired | 151.78 | 448.6 | 305.45 | 166.3437 | 385 | 230 | 0 | 115 | 17.5 | 0
Integrated gasification combined cycle | 0 | 0 | 0 | 0 | 0 | 0 | 0 | 0 | 0 | 0
Fluidized bed combustion | 151.78 | 431.43 | 242.35 | 158 | 115 | 160 | 0 | 115 | 17.5 | 0
Steam turbine | 0 | 17.17 | 63.1 | 8.3437 | 270 | 70 | 0 | 0 | 0 | 0
Fuel cells | 0 | 0 | 0 | 0 | 0 | 0 | 0 | 0 | 0 | 0
Natural gas fuel cell power plant | 0 | 0 | 0 | 0 | 0 | 0 | 0 | 0 | 0 | 0
Hydrogen fuel cell power plant | 0 | 0 | 0 | 0 | 0 | 0 | 0 | 0 | 0 | 0
Wind | 654.7 | 5223.5 | 4316.27 | 12550.2375 | 1024.9925 | 4590.6817 | 11666.5037 | 15722.6758 | 18738.9333 | 8079.7196
Onshore | 654.7 | 5223.5 | 4316.27 | 12382.8375 | 827.2208 | 3257.775 | 9102.0187 | 10918.1625 | 15894.1 | 5245.3646
Offshore | 0 | 0 | 0 | 167.4 | 197.7717 | 1332.9067 | 2564.485 | 4804.5133 | 2844.8333 | 2834.355
Solar photovoltaics | 6 | 1031 | 5711 | 8457.207 | 624.6765 | 3147.4585 | 8635.6745 | 21908.008 | 16115.922 | 8752.411
Solar thermal | 0 | 0 | 12 | 0 | 0 | 0 | 0 | 0 | 0 | 0
Geothermal | 0 | 1.5 | 0 | 0 | 0 | 0 | 0 | 0 | 0 | 0
Tide, wave and ocean | 0 | 0 | 0 | 15 | 0 | 0 | 0 | 0 | 0 | 260
Tidal | 0 | 0 | 0 | 15 | 0 | 0 | 0 | 0 | 0 | 260
Wave and ocean | 0 | 0 | 0 | 0 | 0 | 0 | 0 | 0 | 0 | 0
Hydro | 77.653 | 355.1291 | 110.602 | 286.225 | 131.8 | 306.1 | 293.4 | 357.5 | 177.5 | 200
Run-of-river | 77.653 | 309.6291 | 55.602 | 194.225 | 131.8 | 306.1 | 293.4 | 357.5 | 177.5 | 200
Reservoirs (dams) | 0 | 45.5 | 55 | 92 | 0 | 0 | 0 | 0 | 0 | 0
Pump storage | 0 | 0 | 0 | 0 | 0 | 0 | 0 | 0 | 0 | 0
Electricity only | 2139.183 | 11105.4791 | 12028.169 | 24309.8669 | 4421.469 | 10894.2402 | 22015.5782 | 59113.1838 | 41732.3553 | 20812.1306
Nuclear | 0 | 0 | 0 | 1589.9582 | 0 | 0 | 1250 | 20650 | 6700 | 3050
Nuclear - current | 0 | 0 | 0 | 1589.9582 | 0 | 0 | 1250 | 20650 | 6700 | 3050
Nuclear III | 0 | 0 | 0 | 0 | 0 | 0 | 0 | 0 | 0 | 0
Nuclear IV | 0 | 0 | 0 | 0 | 0 | 0 | 0 | 0 | 0 | 0
Conventional thermal | 1400.83 | 4494.35 | 1878.297 | 1411.2393 | 2640 | 2850 | 170 | 475 | 0 | 470
Coal fired | 0 | 0 | 0 | 0 | 0 | 0 | 0 | 0 | 0 | 0
Integrated gasification combined cycle | 0 | 0 | 0 | 0 | 0 | 0 | 0 | 0 | 0 | 0
Supercritical steam turbine | 0 | 0 | 0 | 0 | 0 | 0 | 0 | 0 | 0 | 0
Fluidized bed combustion | 0 | 0 | 0 | 0 | 0 | 0 | 0 | 0 | 0 | 0
Steam turbine | 0 | 0 | 0 | 0 | 0 | 0 | 0 | 0 | 0 | 0
Lignite fired | 0 | 0 | 0 | 0 | 0 | 0 | 0 | 0 | 0 | 0
Integrated gasification combined cycle | 0 | 0 | 0 | 0 | 0 | 0 | 0 | 0 | 0 | 0
Supercritical steam turbine | 0 | 0 | 0 | 0 | 0 | 0 | 0 | 0 | 0 | 0
Fluidized bed combustion | 0 | 0 | 0 | 0 | 0 | 0 | 0 | 0 | 0 | 0
Steam turbine | 0 | 0 | 0 | 0 | 0 | 0 | 0 | 0 | 0 | 0
Gas fired | 1306.01 | 3576.25 | 1724.197 | 1253.2393 | 1855 | 2600 | 150 | 340 | 0 | 470
Gas turbine combined cycle | 1229.5 | 3147 | 1684 | 920 | 1240 | 2600 | 150 | 340 | 0 | 470
Gas turbine | 10.63 | 429 | 0 | 153.2393 | 0 | 0 | 0 | 0 | 0 | 0
Steam turbine | 0 | 0 | 39.6 | 180 | 615 | 0 | 0 | 0 | 0 | 0
Internal combustion engine | 65.88 | 0.25 | 0.597 | 0 | 0 | 0 | 0 | 0 | 0 | 0
Derived gas fired | 0 | 0 | 0 | 0 | 380 | 20 | 20 | 20 | 0 | 0
Refinery gas fired | 0 | 0 | 0 | 0 | 20 | 0 | 0 | 0 | 0 | 0
Diesel oil fired | 19.44 | 686 | 128.1 | 0 | 0 | 0 | 0 | 0 | 0 | 0
Gas turbine combined cycle | 0 | 0 | 0 | 0 | 0 | 0 | 0 | 0 | 0 | 0
Gas turbine | 0 | 686 | 0 | 0 | 0 | 0 | 0 | 0 | 0 | 0
Steam turbine | 0 | 0 | 0 | 0 | 0 | 0 | 0 | 0 | 0 | 0
Internal combustion engine | 19.44 | 0 | 128.1 | 0 | 0 | 0 | 0 | 0 | 0 | 0
Fuel Oil fired | 0 | 0 | 0 | 0 | 0 | 0 | 0 | 0 | 0 | 0
Integrated gasification combined cycle | 0 | 0 | 0 | 0 | 0 | 0 | 0 | 0 | 0 | 0
Supercritical steam turbine | 0 | 0 | 0 | 0 | 0 | 0 | 0 | 0 | 0 | 0
Steam turbine | 0 | 0 | 0 | 0 | 0 | 0 | 0 | 0 | 0 | 0
Solid biomass & waste fired | 75.38 | 232.1 | 26 | 158 | 385 | 230 | 0 | 115 | 0 | 0
Integrated gasification combined cycle | 0 | 0 | 0 | 0 | 0 | 0 | 0 | 0 | 0 | 0
Fluidized bed combustion | 75.38 | 214.93 | 9 | 158 | 115 | 160 | 0 | 115 | 0 | 0
Steam turbine | 0 | 17.17 | 17 | 0 | 270 | 70 | 0 | 0 | 0 | 0
Fuel cells | 0 | 0 | 0 | 0 | 0 | 0 | 0 | 0 | 0 | 0
Natural gas fuel cell power plant | 0 | 0 | 0 | 0 | 0 | 0 | 0 | 0 | 0 | 0
Hydrogen fuel cell power plant | 0 | 0 | 0 | 0 | 0 | 0 | 0 | 0 | 0 | 0
Wind | 654.7 | 5223.5 | 4316.27 | 12550.2375 | 1024.9925 | 4590.6817 | 11666.5037 | 15722.6758 | 18738.9333 | 8079.7196
Onshore | 654.7 | 5223.5 | 4316.27 | 12382.8375 | 827.2208 | 3257.775 | 9102.0187 | 10918.1625 | 15894.1 | 5245.3646
Offshore | 0 | 0 | 0 | 167.4 | 197.7717 | 1332.9067 | 2564.485 | 4804.5133 | 2844.8333 | 2834.355
Solar photovoltaics | 6 | 1031 | 5711 | 8457.207 | 624.6765 | 3147.4585 | 8635.6745 | 21908.008 | 16115.922 | 8752.411
Solar thermal | 0 | 0 | 12 | 0 | 0 | 0 | 0 | 0 | 0 | 0
Geothermal | 0 | 1.5 | 0 | 0 | 0 | 0 | 0 | 0 | 0 | 0
Tide, wave and ocean | 0 | 0 | 0 | 15 | 0 | 0 | 0 | 0 | 0 | 260
Tidal | 0 | 0 | 0 | 15 | 0 | 0 | 0 | 0 | 0 | 260
Wave and ocean | 0 | 0 | 0 | 0 | 0 | 0 | 0 | 0 | 0 | 0
Hydro | 77.653 | 355.1291 | 110.602 | 286.225 | 131.8 | 306.1 | 293.4 | 357.5 | 177.5 | 200
Run-of-river | 77.653 | 309.6291 | 55.602 | 194.225 | 131.8 | 306.1 | 293.4 | 357.5 | 177.5 | 200
Reservoirs (dams) | 0 | 45.5 | 55 | 92 | 0 | 0 | 0 | 0 | 0 | 0
Pump storage | 0 | 0 | 0 | 0 | 0 | 0 | 0 | 0 | 0 | 0
CHP power plants | 1164.088 | 259.274 | 367.253 | 19.3437 | 70 | 70 | 45 | 0 | 42.5 | 0
Nuclear | 0 | 0 | 0 | 0 | 0 | 0 | 0 | 0 | 0 | 0
Nuclear - current | 0 | 0 | 0 | 0 | 0 | 0 | 0 | 0 | 0 | 0
Nuclear III | 0 | 0 | 0 | 0 | 0 | 0 | 0 | 0 | 0 | 0
Nuclear IV | 0 | 0 | 0 | 0 | 0 | 0 | 0 | 0 | 0 | 0
Conventional thermal | 1164.088 | 259.274 | 367.253 | 19.3437 | 70 | 70 | 45 | 0 | 42.5 | 0
Coal fired | 0 | 0 | 0 | 0 | 0 | 0 | 0 | 0 | 0 | 0
Integrated gasification combined cycle | 0 | 0 | 0 | 0 | 0 | 0 | 0 | 0 | 0 | 0
Supercritical steam turbine | 0 | 0 | 0 | 0 | 0 | 0 | 0 | 0 | 0 | 0
Fluidized bed combustion | 0 | 0 | 0 | 0 | 0 | 0 | 0 | 0 | 0 | 0
Steam turbine | 0 | 0 | 0 | 0 | 0 | 0 | 0 | 0 | 0 | 0
Lignite fired | 0 | 0 | 0 | 0 | 0 | 0 | 0 | 0 | 0 | 0
Integrated gasification combined cycle | 0 | 0 | 0 | 0 | 0 | 0 | 0 | 0 | 0 | 0
Supercritical steam turbine | 0 | 0 | 0 | 0 | 0 | 0 | 0 | 0 | 0 | 0
Fluidized bed combustion | 0 | 0 | 0 | 0 | 0 | 0 | 0 | 0 | 0 | 0
Steam turbine | 0 | 0 | 0 | 0 | 0 | 0 | 0 | 0 | 0 | 0
Gas fired | 1026.208 | 42.774 | 87.803 | 10.9999 | 0 | 0 | 0 | 0 | 0 | 0
Gas turbine combined cycle | 654.1 | 0 | 0 | 0 | 0 | 0 | 0 | 0 | 0 | 0
Gas turbine | 134.13 | 12.12 | 20.73 | 0 | 0 | 0 | 0 | 0 | 0 | 0
Steam turbine | 127.6 | 16.72 | 12 | 0 | 0 | 0 | 0 | 0 | 0 | 0
Internal combustion engine | 110.378 | 13.934 | 55.073 | 10.9999 | 0 | 0 | 0 | 0 | 0 | 0
Derived gas fired | 0 | 0 | 0 | 0 | 50 | 50 | 25 | 0 | 25 | 0
Refinery gas fired | 0 | 0 | 0 | 0 | 20 | 20 | 20 | 0 | 0 | 0
Diesel oil fired | 61.48 | 0 | 0 | 0 | 0 | 0 | 0 | 0 | 0 | 0
Gas turbine combined cycle | 0 | 0 | 0 | 0 | 0 | 0 | 0 | 0 | 0 | 0
Gas turbine | 52.7 | 0 | 0 | 0 | 0 | 0 | 0 | 0 | 0 | 0
Steam turbine | 0 | 0 | 0 | 0 | 0 | 0 | 0 | 0 | 0 | 0
Internal combustion engine | 8.78 | 0 | 0 | 0 | 0 | 0 | 0 | 0 | 0 | 0
Fuel Oil fired | 0 | 0 | 0 | 0 | 0 | 0 | 0 | 0 | 0 | 0
Integrated gasification combined cycle | 0 | 0 | 0 | 0 | 0 | 0 | 0 | 0 | 0 | 0
Supercritical steam turbine | 0 | 0 | 0 | 0 | 0 | 0 | 0 | 0 | 0 | 0
Steam turbine | 0 | 0 | 0 | 0 | 0 | 0 | 0 | 0 | 0 | 0
Solid biomass & waste fired | 76.4 | 216.5 | 279.45 | 8.3437 | 0 | 0 | 0 | 0 | 17.5 | 0
Integrated gasification combined cycle | 0 | 0 | 0 | 0 | 0 | 0 | 0 | 0 | 0 | 0
Fluidized bed combustion | 76.4 | 216.5 | 233.35 | 0 | 0 | 0 | 0 | 0 | 17.5 | 0
Steam turbine | 0 | 0 | 46.1 | 8.3437 | 0 | 0 | 0 | 0 | 0 | 0
Electricity only equipped with CCS | 0 | 0 | 0 | 0 | 0 | 0 | 0 | 0 | 0 | 4830
Conventional thermal | 0 | 0 | 0 | 0 | 0 | 0 | 0 | 0 | 0 | 4830
Coal fired | 0 | 0 | 0 | 0 | 0 | 0 | 0 | 0 | 0 | 0
Integrated gasification combined cycle | 0 | 0 | 0 | 0 | 0 | 0 | 0 | 0 | 0 | 0
Supercritical steam turbine | 0 | 0 | 0 | 0 | 0 | 0 | 0 | 0 | 0 | 0
Fluidized bed combustion | 0 | 0 | 0 | 0 | 0 | 0 | 0 | 0 | 0 | 0
Steam turbine | 0 | 0 | 0 | 0 | 0 | 0 | 0 | 0 | 0 | 0
Lignite fired | 0 | 0 | 0 | 0 | 0 | 0 | 0 | 0 | 0 | 0
Integrated gasification combined cycle | 0 | 0 | 0 | 0 | 0 | 0 | 0 | 0 | 0 | 0
Supercritical steam turbine | 0 | 0 | 0 | 0 | 0 | 0 | 0 | 0 | 0 | 0
Fluidized bed combustion | 0 | 0 | 0 | 0 | 0 | 0 | 0 | 0 | 0 | 0
Steam turbine | 0 | 0 | 0 | 0 | 0 | 0 | 0 | 0 | 0 | 0
Gas fired | 0 | 0 | 0 | 0 | 0 | 0 | 0 | 0 | 0 | 4830
Gas turbine combined cycle | 0 | 0 | 0 | 0 | 0 | 0 | 0 | 0 | 0 | 4830
Gas turbine | 0 | 0 | 0 | 0 | 0 | 0 | 0 | 0 | 0 | 0
Steam turbine | 0 | 0 | 0 | 0 | 0 | 0 | 0 | 0 | 0 | 0
Internal combustion engine | 0 | 0 | 0 | 0 | 0 | 0 | 0 | 0 | 0 | 0
Derived gas fired | 0 | 0 | 0 | 0 | 0 | 0 | 0 | 0 | 0 | 0
Refinery gas fired | 0 | 0 | 0 | 0 | 0 | 0 | 0 | 0 | 0 | 0
Diesel oil fired | 0 | 0 | 0 | 0 | 0 | 0 | 0 | 0 | 0 | 0
Gas turbine combined cycle | 0 | 0 | 0 | 0 | 0 | 0 | 0 | 0 | 0 | 0
Gas turbine | 0 | 0 | 0 | 0 | 0 | 0 | 0 | 0 | 0 | 0
Steam turbine | 0 | 0 | 0 | 0 | 0 | 0 | 0 | 0 | 0 | 0
Internal combustion engine | 0 | 0 | 0 | 0 | 0 | 0 | 0 | 0 | 0 | 0
Fuel Oil fired | 0 | 0 | 0 | 0 | 0 | 0 | 0 | 0 | 0 | 0
Integrated gasification combined cycle | 0 | 0 | 0 | 0 | 0 | 0 | 0 | 0 | 0 | 0
Supercritical steam turbine | 0 | 0 | 0 | 0 | 0 | 0 | 0 | 0 | 0 | 0
Steam turbine | 0 | 0 | 0 | 0 | 0 | 0 | 0 | 0 | 0 | 0
Solid biomass & waste fired | 0 | 0 | 0 | 0 | 0 | 0 | 0 | 0 | 0 | 0
Integrated gasification combined cycle | 0 | 0 | 0 | 0 | 0 | 0 | 0 | 0 | 0 | 0
Fluidized bed combustion | 0 | 0 | 0 | 0 | 0 | 0 | 0 | 0 | 0 | 0
Steam turbine | 0 | 0 | 0 | 0 | 0 | 0 | 0 | 0 | 0 | 0
CHP power plants equipped with CCS | 0 | 0 | 0 | 0 | 0 | 0 | 0 | 0 | 0 | 0
Conventional thermal | 0 | 0 | 0 | 0 | 0 | 0 | 0 | 0 | 0 | 0
Coal fired | 0 | 0 | 0 | 0 | 0 | 0 | 0 | 0 | 0 | 0
Integrated gasification combined cycle | 0 | 0 | 0 | 0 | 0 | 0 | 0 | 0 | 0 | 0
Supercritical steam turbine | 0 | 0 | 0 | 0 | 0 | 0 | 0 | 0 | 0 | 0
Fluidized bed combustion | 0 | 0 | 0 | 0 | 0 | 0 | 0 | 0 | 0 | 0
Steam turbine | 0 | 0 | 0 | 0 | 0 | 0 | 0 | 0 | 0 | 0
Lignite fired | 0 | 0 | 0 | 0 | 0 | 0 | 0 | 0 | 0 | 0
Integrated gasification combined cycle | 0 | 0 | 0 | 0 | 0 | 0 | 0 | 0 | 0 | 0
Supercritical steam turbine | 0 | 0 | 0 | 0 | 0 | 0 | 0 | 0 | 0 | 0
Fluidized bed combustion | 0 | 0 | 0 | 0 | 0 | 0 | 0 | 0 | 0 | 0
Steam turbine | 0 | 0 | 0 | 0 | 0 | 0 | 0 | 0 | 0 | 0
Gas fired | 0 | 0 | 0 | 0 | 0 | 0 | 0 | 0 | 0 | 0
Gas turbine combined cycle | 0 | 0 | 0 | 0 | 0 | 0 | 0 | 0 | 0 | 0
Gas turbine | 0 | 0 | 0 | 0 | 0 | 0 | 0 | 0 | 0 | 0
Steam turbine | 0 | 0 | 0 | 0 | 0 | 0 | 0 | 0 | 0 | 0
Internal combustion engine | 0 | 0 | 0 | 0 | 0 | 0 | 0 | 0 | 0 | 0
Derived gas fired | 0 | 0 | 0 | 0 | 0 | 0 | 0 | 0 | 0 | 0
Refinery gas fired | 0 | 0 | 0 | 0 | 0 | 0 | 0 | 0 | 0 | 0
Diesel oil fired | 0 | 0 | 0 | 0 | 0 | 0 | 0 | 0 | 0 | 0
Gas turbine combined cycle | 0 | 0 | 0 | 0 | 0 | 0 | 0 | 0 | 0 | 0
Gas turbine | 0 | 0 | 0 | 0 | 0 | 0 | 0 | 0 | 0 | 0
Steam turbine | 0 | 0 | 0 | 0 | 0 | 0 | 0 | 0 | 0 | 0
Internal combustion engine | 0 | 0 | 0 | 0 | 0 | 0 | 0 | 0 | 0 | 0
Fuel Oil fired | 0 | 0 | 0 | 0 | 0 | 0 | 0 | 0 | 0 | 0
Integrated gasification combined cycle | 0 | 0 | 0 | 0 | 0 | 0 | 0 | 0 | 0 | 0
Supercritical steam turbine | 0 | 0 | 0 | 0 | 0 | 0 | 0 | 0 | 0 | 0
Steam turbine | 0 | 0 | 0 | 0 | 0 | 0 | 0 | 0 | 0 | 0
Solid biomass & waste fired | 0 | 0 | 0 | 0 | 0 | 0 | 0 | 0 | 0 | 0
Integrated gasification combined cycle | 0 | 0 | 0 | 0 | 0 | 0 | 0 | 0 | 0 | 0
Fluidized bed combustion | 0 | 0 | 0 | 0 | 0 | 0 | 0 | 0 | 0 | 0
Steam turbine | 0 | 0 | 0 | 0 | 0 | 0 | 0 | 0 | 0 | 0

## Net Capacities Investment
FR: Net capacities investment (MW) | 2001-2005 | 2006-2010 | 2011-2015 | 2016-2020 | 2021-2025 | 2026-2030 | 2031-2035 | 2036-2040 | 2041-2045 | 2046-2050
Total | 3195.738 | 11162.4671 | 12299.491 | 24204.6231 | 4369.6921 | 10862.3846 | 21996.589 | 57867.3162 | 41384.484 | 24629.0656
Nuclear | 0 | 0 | 0 | 1520 | 0 | 0 | 1195 | 19424.6 | 6312.8 | 2876.2
Nuclear - current | 0 | 0 | 0 | 1520 | 0 | 0 | 1195 | 19424.6 | 6312.8 | 2876.2
Nuclear III | 0 | 0 | 0 | 0 | 0 | 0 | 0 | 0 | 0 | 0
Nuclear IV | 0 | 0 | 0 | 0 | 0 | 0 | 0 | 0 | 0 | 0
Conventional thermal | 2457.385 | 4551.438 | 2149.619 | 1375.9536 | 2588.2231 | 2818.1444 | 206.0108 | 454.5324 | 39.3287 | 4460.735
Coal fired | 0 | 0 | 0 | 0 | 0 | 0 | 0 | 0 | 0 | 0
Integrated gasification combined cycle | 0 | 0 | 0 | 0 | 0 | 0 | 0 | 0 | 0 | 0
Supercritical steam turbine | 0 | 0 | 0 | 0 | 0 | 0 | 0 | 0 | 0 | 0
Fluidized bed combustion | 0 | 0 | 0 | 0 | 0 | 0 | 0 | 0 | 0 | 0
Steam turbine | 0 | 0 | 0 | 0 | 0 | 0 | 0 | 0 | 0 | 0
Lignite fired | 0 | 0 | 0 | 0 | 0 | 0 | 0 | 0 | 0 | 0
Integrated gasification combined cycle | 0 | 0 | 0 | 0 | 0 | 0 | 0 | 0 | 0 | 0
Supercritical steam turbine | 0 | 0 | 0 | 0 | 0 | 0 | 0 | 0 | 0 | 0
Fluidized bed combustion | 0 | 0 | 0 | 0 | 0 | 0 | 0 | 0 | 0 | 0
Steam turbine | 0 | 0 | 0 | 0 | 0 | 0 | 0 | 0 | 0 | 0
Gas fired | 2237.585 | 3483.518 | 1738.829 | 1222.2288 | 1789.9603 | 2520.6838 | 145.0387 | 329.0537 | 0 | 4460.735
Gas turbine combined cycle | 1808.9 | 3040 | 1616.8 | 890.4688 | 1201.33 | 2520.6838 | 145.0387 | 329.0537 | 0 | 4460.735
Gas turbine | 138.56 | 414.12 | 19.7 | 149.4 | 0 | 0 | 0 | 0 | 0 | 0
Steam turbine | 121.95 | 15.87 | 49.2 | 171.6651 | 588.6303 | 0 | 0 | 0 | 0 | 0
Internal combustion engine | 168.175 | 13.528 | 53.129 | 10.695 | 0 | 0 | 0 | 0 | 0 | 0
Derived gas fired | 0 | 0 | 0 | 0 | 402.6635 | 65.2868 | 42.015 | 18.7431 | 23.2718 | 0
Refinery gas fired | 0 | 0 | 0 | 0 | 38.0089 | 18.957 | 18.957 | 0 | 0 | 0
Diesel oil fired | 75.42 | 642 | 121.8 | 0 | 0 | 0 | 0 | 0 | 0 | 0
Gas turbine combined cycle | 0 | 0 | 0 | 0 | 0 | 0 | 0 | 0 | 0 | 0
Gas turbine | 48.48 | 642 | 0 | 0 | 0 | 0 | 0 | 0 | 0 | 0
Steam turbine | 0 | 0 | 0 | 0 | 0 | 0 | 0 | 0 | 0 | 0
Internal combustion engine | 26.94 | 0 | 121.8 | 0 | 0 | 0 | 0 | 0 | 0 | 0
Fuel Oil fired | 0 | 0 | 0 | 0 | 0 | 0 | 0 | 0 | 0 | 0
Integrated gasification combined cycle | 0 | 0 | 0 | 0 | 0 | 0 | 0 | 0 | 0 | 0
Supercritical steam turbine | 0 | 0 | 0 | 0 | 0 | 0 | 0 | 0 | 0 | 0
Steam turbine | 0 | 0 | 0 | 0 | 0 | 0 | 0 | 0 | 0 | 0
Solid biomass & waste fired | 144.38 | 425.92 | 288.99 | 153.7248 | 357.5905 | 213.2168 | 0 | 106.7355 | 16.0568 | 0
Integrated gasification combined cycle | 0 | 0 | 0 | 0 | 0 | 0 | 0 | 0 | 0 | 0
Fluidized bed combustion | 144.38 | 409.55 | 229.69 | 146.1248 | 106.7355 | 148.3618 | 0 | 106.7355 | 16.0568 | 0
Steam turbine | 0 | 16.37 | 59.3 | 7.6 | 250.855 | 64.855 | 0 | 0 | 0 | 0
Fuel cells | 0 | 0 | 0 | 0 | 0 | 0 | 0 | 0 | 0 | 0
Natural gas fuel cell power plant | 0 | 0 | 0 | 0 | 0 | 0 | 0 | 0 | 0 | 0
Hydrogen fuel cell power plant | 0 | 0 | 0 | 0 | 0 | 0 | 0 | 0 | 0 | 0
Wind | 654.7 | 5223.5 | 4316.27 | 12550.2375 | 1024.9925 | 4590.6817 | 11666.5037 | 15722.6758 | 18738.9333 | 8079.7196
Onshore | 654.7 | 5223.5 | 4316.27 | 12382.8375 | 827.2208 | 3257.775 | 9102.0187 | 10918.1625 | 15894.1 | 5245.3646
Offshore | 0 | 0 | 0 | 167.4 | 197.7717 | 1332.9067 | 2564.485 | 4804.5133 | 2844.8333 | 2834.355
Solar photovoltaics | 6 | 1031 | 5711 | 8457.207 | 624.6765 | 3147.4585 | 8635.6745 | 21908.008 | 16115.922 | 8752.411
Solar thermal | 0 | 0 | 12 | 0 | 0 | 0 | 0 | 0 | 0 | 0
Geothermal | 0 | 1.4 | 0 | 0 | 0 | 0 | 0 | 0 | 0 | 0
Tide, wave and ocean | 0 | 0 | 0 | 15 | 0 | 0 | 0 | 0 | 0 | 260
Tidal | 0 | 0 | 0 | 15 | 0 | 0 | 0 | 0 | 0 | 260
Wave and ocean | 0 | 0 | 0 | 0 | 0 | 0 | 0 | 0 | 0 | 0
Hydro | 77.653 | 355.1291 | 110.602 | 286.225 | 131.8 | 306.1 | 293.4 | 357.5 | 177.5 | 200
Run-of-river | 77.653 | 309.6291 | 55.602 | 194.225 | 131.8 | 306.1 | 293.4 | 357.5 | 177.5 | 200
Reservoirs (dams) | 0 | 45.5 | 55 | 92 | 0 | 0 | 0 | 0 | 0 | 0
Pump storage | 0 | 0 | 0 | 0 | 0 | 0 | 0 | 0 | 0 | 0
Electricity only | 2089.023 | 10916.4841 | 11951.322 | 24186.3281 | 4304.1915 | 10796.8839 | 21954.3602 | 57867.3162 | 41345.1553 | 20624.2306
Nuclear | 0 | 0 | 0 | 1520 | 0 | 0 | 1195 | 19424.6 | 6312.8 | 2876.2
Nuclear - current | 0 | 0 | 0 | 1520 | 0 | 0 | 1195 | 19424.6 | 6312.8 | 2876.2
Nuclear III | 0 | 0 | 0 | 0 | 0 | 0 | 0 | 0 | 0 | 0
Nuclear IV | 0 | 0 | 0 | 0 | 0 | 0 | 0 | 0 | 0 | 0
Conventional thermal | 1350.67 | 4305.455 | 1801.45 | 1357.6586 | 2522.7224 | 2752.6437 | 163.7819 | 454.5324 | 0 | 455.9
Coal fired | 0 | 0 | 0 | 0 | 0 | 0 | 0 | 0 | 0 | 0
Integrated gasification combined cycle | 0 | 0 | 0 | 0 | 0 | 0 | 0 | 0 | 0 | 0
Supercritical steam turbine | 0 | 0 | 0 | 0 | 0 | 0 | 0 | 0 | 0 | 0
Fluidized bed combustion | 0 | 0 | 0 | 0 | 0 | 0 | 0 | 0 | 0 | 0
Steam turbine | 0 | 0 | 0 | 0 | 0 | 0 | 0 | 0 | 0 | 0
Lignite fired | 0 | 0 | 0 | 0 | 0 | 0 | 0 | 0 | 0 | 0
Integrated gasification combined cycle | 0 | 0 | 0 | 0 | 0 | 0 | 0 | 0 | 0 | 0
Supercritical steam turbine | 0 | 0 | 0 | 0 | 0 | 0 | 0 | 0 | 0 | 0
Fluidized bed combustion | 0 | 0 | 0 | 0 | 0 | 0 | 0 | 0 | 0 | 0
Steam turbine | 0 | 0 | 0 | 0 | 0 | 0 | 0 | 0 | 0 | 0
Gas fired | 1260.82 | 3442.835 | 1655.15 | 1211.5339 | 1789.9603 | 2520.6838 | 145.0387 | 329.0537 | 0 | 455.9
Gas turbine combined cycle | 1187.3 | 3040 | 1616.8 | 890.4688 | 1201.33 | 2520.6838 | 145.0387 | 329.0537 | 0 | 455.9
Gas turbine | 10.23 | 402.6 | 0 | 149.4 | 0 | 0 | 0 | 0 | 0 | 0
Steam turbine | 0 | 0 | 37.8 | 171.6651 | 588.6303 | 0 | 0 | 0 | 0 | 0
Internal combustion engine | 63.29 | 0.235 | 0.55 | 0 | 0 | 0 | 0 | 0 | 0 | 0
Derived gas fired | 0 | 0 | 0 | 0 | 356.1199 | 18.7431 | 18.7431 | 18.7431 | 0 | 0
Refinery gas fired | 0 | 0 | 0 | 0 | 19.0518 | 0 | 0 | 0 | 0 | 0
Diesel oil fired | 18.37 | 642 | 121.8 | 0 | 0 | 0 | 0 | 0 | 0 | 0
Gas turbine combined cycle | 0 | 0 | 0 | 0 | 0 | 0 | 0 | 0 | 0 | 0
Gas turbine | 0 | 642 | 0 | 0 | 0 | 0 | 0 | 0 | 0 | 0
Steam turbine | 0 | 0 | 0 | 0 | 0 | 0 | 0 | 0 | 0 | 0
Internal combustion engine | 18.37 | 0 | 121.8 | 0 | 0 | 0 | 0 | 0 | 0 | 0
Fuel Oil fired | 0 | 0 | 0 | 0 | 0 | 0 | 0 | 0 | 0 | 0
Integrated gasification combined cycle | 0 | 0 | 0 | 0 | 0 | 0 | 0 | 0 | 0 | 0
Supercritical steam turbine | 0 | 0 | 0 | 0 | 0 | 0 | 0 | 0 | 0 | 0
Steam turbine | 0 | 0 | 0 | 0 | 0 | 0 | 0 | 0 | 0 | 0
Solid biomass & waste fired | 71.48 | 220.62 | 24.5 | 146.1248 | 357.5905 | 213.2168 | 0 | 106.7355 | 0 | 0
Integrated gasification combined cycle | 0 | 0 | 0 | 0 | 0 | 0 | 0 | 0 | 0 | 0
Fluidized bed combustion | 71.48 | 204.25 | 8.6 | 146.1248 | 106.7355 | 148.3618 | 0 | 106.7355 | 0 | 0
Steam turbine | 0 | 16.37 | 15.9 | 0 | 250.855 | 64.855 | 0 | 0 | 0 | 0
Fuel cells | 0 | 0 | 0 | 0 | 0 | 0 | 0 | 0 | 0 | 0
Natural gas fuel cell power plant | 0 | 0 | 0 | 0 | 0 | 0 | 0 | 0 | 0 | 0
Hydrogen fuel cell power plant | 0 | 0 | 0 | 0 | 0 | 0 | 0 | 0 | 0 | 0
Wind | 654.7 | 5223.5 | 4316.27 | 12550.2375 | 1024.9925 | 4590.6817 | 11666.5037 | 15722.6758 | 18738.9333 | 8079.7196
Onshore | 654.7 | 5223.5 | 4316.27 | 12382.8375 | 827.2208 | 3257.775 | 9102.0187 | 10918.1625 | 15894.1 | 5245.3646
Offshore | 0 | 0 | 0 | 167.4 | 197.7717 | 1332.9067 | 2564.485 | 4804.5133 | 2844.8333 | 2834.355
Solar photovoltaics | 6 | 1031 | 5711 | 8457.207 | 624.6765 | 3147.4585 | 8635.6745 | 21908.008 | 16115.922 | 8752.411
Solar thermal | 0 | 0 | 12 | 0 | 0 | 0 | 0 | 0 | 0 | 0
Geothermal | 0 | 1.4 | 0 | 0 | 0 | 0 | 0 | 0 | 0 | 0
Tide, wave and ocean | 0 | 0 | 0 | 15 | 0 | 0 | 0 | 0 | 0 | 260
Tidal | 0 | 0 | 0 | 15 | 0 | 0 | 0 | 0 | 0 | 260
Wave and ocean | 0 | 0 | 0 | 0 | 0 | 0 | 0 | 0 | 0 | 0
Hydro | 77.653 | 355.1291 | 110.602 | 286.225 | 131.8 | 306.1 | 293.4 | 357.5 | 177.5 | 200
Run-of-river | 77.653 | 309.6291 | 55.602 | 194.225 | 131.8 | 306.1 | 293.4 | 357.5 | 177.5 | 200
Reservoirs (dams) | 0 | 45.5 | 55 | 92 | 0 | 0 | 0 | 0 | 0 | 0
Pump storage | 0 | 0 | 0 | 0 | 0 | 0 | 0 | 0 | 0 | 0
CHP power plants | 1106.715 | 245.983 | 348.169 | 18.295 | 65.5007 | 65.5007 | 42.2289 | 0 | 39.3287 | 0
Nuclear | 0 | 0 | 0 | 0 | 0 | 0 | 0 | 0 | 0 | 0
Nuclear - current | 0 | 0 | 0 | 0 | 0 | 0 | 0 | 0 | 0 | 0
Nuclear III | 0 | 0 | 0 | 0 | 0 | 0 | 0 | 0 | 0 | 0
Nuclear IV | 0 | 0 | 0 | 0 | 0 | 0 | 0 | 0 | 0 | 0
Conventional thermal | 1106.715 | 245.983 | 348.169 | 18.295 | 65.5007 | 65.5007 | 42.2289 | 0 | 39.3287 | 0
Coal fired | 0 | 0 | 0 | 0 | 0 | 0 | 0 | 0 | 0 | 0
Integrated gasification combined cycle | 0 | 0 | 0 | 0 | 0 | 0 | 0 | 0 | 0 | 0
Supercritical steam turbine | 0 | 0 | 0 | 0 | 0 | 0 | 0 | 0 | 0 | 0
Fluidized bed combustion | 0 | 0 | 0 | 0 | 0 | 0 | 0 | 0 | 0 | 0
Steam turbine | 0 | 0 | 0 | 0 | 0 | 0 | 0 | 0 | 0 | 0
Lignite fired | 0 | 0 | 0 | 0 | 0 | 0 | 0 | 0 | 0 | 0
Integrated gasification combined cycle | 0 | 0 | 0 | 0 | 0 | 0 | 0 | 0 | 0 | 0
Supercritical steam turbine | 0 | 0 | 0 | 0 | 0 | 0 | 0 | 0 | 0 | 0
Fluidized bed combustion | 0 | 0 | 0 | 0 | 0 | 0 | 0 | 0 | 0 | 0
Steam turbine | 0 | 0 | 0 | 0 | 0 | 0 | 0 | 0 | 0 | 0
Gas fired | 976.765 | 40.683 | 83.679 | 10.695 | 0 | 0 | 0 | 0 | 0 | 0
Gas turbine combined cycle | 621.6 | 0 | 0 | 0 | 0 | 0 | 0 | 0 | 0 | 0
Gas turbine | 128.33 | 11.52 | 19.7 | 0 | 0 | 0 | 0 | 0 | 0 | 0
Steam turbine | 121.95 | 15.87 | 11.4 | 0 | 0 | 0 | 0 | 0 | 0 | 0
Internal combustion engine | 104.885 | 13.293 | 52.579 | 10.695 | 0 | 0 | 0 | 0 | 0 | 0
Derived gas fired | 0 | 0 | 0 | 0 | 46.5437 | 46.5437 | 23.2718 | 0 | 23.2718 | 0
Refinery gas fired | 0 | 0 | 0 | 0 | 18.957 | 18.957 | 18.957 | 0 | 0 | 0
Diesel oil fired | 57.05 | 0 | 0 | 0 | 0 | 0 | 0 | 0 | 0 | 0
Gas turbine combined cycle | 0 | 0 | 0 | 0 | 0 | 0 | 0 | 0 | 0 | 0
Gas turbine | 48.48 | 0 | 0 | 0 | 0 | 0 | 0 | 0 | 0 | 0
Steam turbine | 0 | 0 | 0 | 0 | 0 | 0 | 0 | 0 | 0 | 0
Internal combustion engine | 8.57 | 0 | 0 | 0 | 0 | 0 | 0 | 0 | 0 | 0
Fuel Oil fired | 0 | 0 | 0 | 0 | 0 | 0 | 0 | 0 | 0 | 0
Integrated gasification combined cycle | 0 | 0 | 0 | 0 | 0 | 0 | 0 | 0 | 0 | 0
Supercritical steam turbine | 0 | 0 | 0 | 0 | 0 | 0 | 0 | 0 | 0 | 0
Steam turbine | 0 | 0 | 0 | 0 | 0 | 0 | 0 | 0 | 0 | 0
Solid biomass & waste fired | 72.9 | 205.3 | 264.49 | 7.6 | 0 | 0 | 0 | 0 | 16.0568 | 0
Integrated gasification combined cycle | 0 | 0 | 0 | 0 | 0 | 0 | 0 | 0 | 0 | 0
Fluidized bed combustion | 72.9 | 205.3 | 221.09 | 0 | 0 | 0 | 0 | 0 | 16.0568 | 0
Steam turbine | 0 | 0 | 43.4 | 7.6 | 0 | 0 | 0 | 0 | 0 | 0
Electricity only equipped with CCS | 0 | 0 | 0 | 0 | 0 | 0 | 0 | 0 | 0 | 4004.835
Conventional thermal | 0 | 0 | 0 | 0 | 0 | 0 | 0 | 0 | 0 | 4004.835
Coal fired | 0 | 0 | 0 | 0 | 0 | 0 | 0 | 0 | 0 | 0
Integrated gasification combined cycle | 0 | 0 | 0 | 0 | 0 | 0 | 0 | 0 | 0 | 0
Supercritical steam turbine | 0 | 0 | 0 | 0 | 0 | 0 | 0 | 0 | 0 | 0
Fluidized bed combustion | 0 | 0 | 0 | 0 | 0 | 0 | 0 | 0 | 0 | 0
Steam turbine | 0 | 0 | 0 | 0 | 0 | 0 | 0 | 0 | 0 | 0
Lignite fired | 0 | 0 | 0 | 0 | 0 | 0 | 0 | 0 | 0 | 0
Integrated gasification combined cycle | 0 | 0 | 0 | 0 | 0 | 0 | 0 | 0 | 0 | 0
Supercritical steam turbine | 0 | 0 | 0 | 0 | 0 | 0 | 0 | 0 | 0 | 0
Fluidized bed combustion | 0 | 0 | 0 | 0 | 0 | 0 | 0 | 0 | 0 | 0
Steam turbine | 0 | 0 | 0 | 0 | 0 | 0 | 0 | 0 | 0 | 0
Gas fired | 0 | 0 | 0 | 0 | 0 | 0 | 0 | 0 | 0 | 4004.835
Gas turbine combined cycle | 0 | 0 | 0 | 0 | 0 | 0 | 0 | 0 | 0 | 4004.835
Gas turbine | 0 | 0 | 0 | 0 | 0 | 0 | 0 | 0 | 0 | 0
Steam turbine | 0 | 0 | 0 | 0 | 0 | 0 | 0 | 0 | 0 | 0
Internal combustion engine | 0 | 0 | 0 | 0 | 0 | 0 | 0 | 0 | 0 | 0
Derived gas fired | 0 | 0 | 0 | 0 | 0 | 0 | 0 | 0 | 0 | 0
Refinery gas fired | 0 | 0 | 0 | 0 | 0 | 0 | 0 | 0 | 0 | 0
Diesel oil fired | 0 | 0 | 0 | 0 | 0 | 0 | 0 | 0 | 0 | 0
Gas turbine combined cycle | 0 | 0 | 0 | 0 | 0 | 0 | 0 | 0 | 0 | 0
Gas turbine | 0 | 0 | 0 | 0 | 0 | 0 | 0 | 0 | 0 | 0
Steam turbine | 0 | 0 | 0 | 0 | 0 | 0 | 0 | 0 | 0 | 0
Internal combustion engine | 0 | 0 | 0 | 0 | 0 | 0 | 0 | 0 | 0 | 0
Fuel Oil fired | 0 | 0 | 0 | 0 | 0 | 0 | 0 | 0 | 0 | 0
Integrated gasification combined cycle | 0 | 0 | 0 | 0 | 0 | 0 | 0 | 0 | 0 | 0
Supercritical steam turbine | 0 | 0 | 0 | 0 | 0 | 0 | 0 | 0 | 0 | 0
Steam turbine | 0 | 0 | 0 | 0 | 0 | 0 | 0 | 0 | 0 | 0
Solid biomass & waste fired | 0 | 0 | 0 | 0 | 0 | 0 | 0 | 0 | 0 | 0
Integrated gasification combined cycle | 0 | 0 | 0 | 0 | 0 | 0 | 0 | 0 | 0 | 0
Fluidized bed combustion | 0 | 0 | 0 | 0 | 0 | 0 | 0 | 0 | 0 | 0
Steam turbine | 0 | 0 | 0 | 0 | 0 | 0 | 0 | 0 | 0 | 0
CHP power plants equipped with CCS | 0 | 0 | 0 | 0 | 0 | 0 | 0 | 0 | 0 | 0
Conventional thermal | 0 | 0 | 0 | 0 | 0 | 0 | 0 | 0 | 0 | 0
Coal fired | 0 | 0 | 0 | 0 | 0 | 0 | 0 | 0 | 0 | 0
Integrated gasification combined cycle | 0 | 0 | 0 | 0 | 0 | 0 | 0 | 0 | 0 | 0
Supercritical steam turbine | 0 | 0 | 0 | 0 | 0 | 0 | 0 | 0 | 0 | 0
Fluidized bed combustion | 0 | 0 | 0 | 0 | 0 | 0 | 0 | 0 | 0 | 0
Steam turbine | 0 | 0 | 0 | 0 | 0 | 0 | 0 | 0 | 0 | 0
Lignite fired | 0 | 0 | 0 | 0 | 0 | 0 | 0 | 0 | 0 | 0
Integrated gasification combined cycle | 0 | 0 | 0 | 0 | 0 | 0 | 0 | 0 | 0 | 0
Supercritical steam turbine | 0 | 0 | 0 | 0 | 0 | 0 | 0 | 0 | 0 | 0
Fluidized bed combustion | 0 | 0 | 0 | 0 | 0 | 0 | 0 | 0 | 0 | 0
Steam turbine | 0 | 0 | 0 | 0 | 0 | 0 | 0 | 0 | 0 | 0
Gas fired | 0 | 0 | 0 | 0 | 0 | 0 | 0 | 0 | 0 | 0
Gas turbine combined cycle | 0 | 0 | 0 | 0 | 0 | 0 | 0 | 0 | 0 | 0
Gas turbine | 0 | 0 | 0 | 0 | 0 | 0 | 0 | 0 | 0 | 0
Steam turbine | 0 | 0 | 0 | 0 | 0 | 0 | 0 | 0 | 0 | 0
Internal combustion engine | 0 | 0 | 0 | 0 | 0 | 0 | 0 | 0 | 0 | 0
Derived gas fired | 0 | 0 | 0 | 0 | 0 | 0 | 0 | 0 | 0 | 0
Refinery gas fired | 0 | 0 | 0 | 0 | 0 | 0 | 0 | 0 | 0 | 0
Diesel oil fired | 0 | 0 | 0 | 0 | 0 | 0 | 0 | 0 | 0 | 0
Gas turbine combined cycle | 0 | 0 | 0 | 0 | 0 | 0 | 0 | 0 | 0 | 0
Gas turbine | 0 | 0 | 0 | 0 | 0 | 0 | 0 | 0 | 0 | 0
Steam turbine | 0 | 0 | 0 | 0 | 0 | 0 | 0 | 0 | 0 | 0
Internal combustion engine | 0 | 0 | 0 | 0 | 0 | 0 | 0 | 0 | 0 | 0
Fuel Oil fired | 0 | 0 | 0 | 0 | 0 | 0 | 0 | 0 | 0 | 0
Integrated gasification combined cycle | 0 | 0 | 0 | 0 | 0 | 0 | 0 | 0 | 0 | 0
Supercritical steam turbine | 0 | 0 | 0 | 0 | 0 | 0 | 0 | 0 | 0 | 0
Steam turbine | 0 | 0 | 0 | 0 | 0 | 0 | 0 | 0 | 0 | 0
Solid biomass & waste fired | 0 | 0 | 0 | 0 | 0 | 0 | 0 | 0 | 0 | 0
Integrated gasification combined cycle | 0 | 0 | 0 | 0 | 0 | 0 | 0 | 0 | 0 | 0
Fluidized bed combustion | 0 | 0 | 0 | 0 | 0 | 0 | 0 | 0 | 0 | 0
Steam turbine | 0 | 0 | 0 | 0 | 0 | 0 | 0 | 0 | 0 | 0

## Number of Units Investment
FR: Number of units invested | 2001-2005 | 2006-2010 | 2011-2015 | 2016-2020 | 2021-2025 | 2026-2030 | 2031-2035 | 2036-2040 | 2041-2045 | 2046-2050
Total | 871 | 11820 | 26839 | 47416 | 2247 | 12226 | 30339 | 71096 | 52875 | 27320
Nuclear | 0 | 0 | 0 | 1 | 0 | 0 | 1 | 29 | 9 | 4
Nuclear - current | 0 | 0 | 0 | 1 | 0 | 0 | 1 | 29 | 9 | 4
Nuclear III | 0 | 0 | 0 | 0 | 0 | 0 | 0 | 0 | 0 | 0
Nuclear IV | 0 | 0 | 0 | 0 | 0 | 0 | 0 | 0 | 0 | 0
Conventional thermal | 138 | 73 | 89 | 43 | 39 | 20 | 6 | 7 | 2 | 22
Coal fired | 0 | 0 | 0 | 0 | 0 | 0 | 0 | 0 | 0 | 0
Integrated gasification combined cycle | 0 | 0 | 0 | 0 | 0 | 0 | 0 | 0 | 0 | 0
Supercritical steam turbine | 0 | 0 | 0 | 0 | 0 | 0 | 0 | 0 | 0 | 0
Fluidized bed combustion | 0 | 0 | 0 | 0 | 0 | 0 | 0 | 0 | 0 | 0
Steam turbine | 0 | 0 | 0 | 0 | 0 | 0 | 0 | 0 | 0 | 0
Lignite fired | 0 | 0 | 0 | 0 | 0 | 0 | 0 | 0 | 0 | 0
Integrated gasification combined cycle | 0 | 0 | 0 | 0 | 0 | 0 | 0 | 0 | 0 | 0
Supercritical steam turbine | 0 | 0 | 0 | 0 | 0 | 0 | 0 | 0 | 0 | 0
Fluidized bed combustion | 0 | 0 | 0 | 0 | 0 | 0 | 0 | 0 | 0 | 0
Steam turbine | 0 | 0 | 0 | 0 | 0 | 0 | 0 | 0 | 0 | 0
Gas fired | 108 | 29 | 61 | 26 | 12 | 10 | 3 | 4 | 0 | 22
Gas turbine combined cycle | 17 | 7 | 4 | 10 | 8 | 10 | 3 | 4 | 0 | 22
Gas turbine | 18 | 8 | 4 | 2 | 0 | 0 | 0 | 0 | 0 | 0
Steam turbine | 5 | 2 | 19 | 9 | 4 | 0 | 0 | 0 | 0 | 0
Internal combustion engine | 68 | 12 | 34 | 5 | 0 | 0 | 0 | 0 | 0 | 0
Derived gas fired | 0 | 0 | 0 | 0 | 21 | 3 | 2 | 1 | 1 | 0
Refinery gas fired | 0 | 0 | 0 | 0 | 2 | 1 | 1 | 0 | 0 | 0
Diesel oil fired | 14 | 4 | 7 | 0 | 0 | 0 | 0 | 0 | 0 | 0
Gas turbine combined cycle | 0 | 0 | 0 | 0 | 0 | 0 | 0 | 0 | 0 | 0
Gas turbine | 1 | 4 | 0 | 0 | 0 | 0 | 0 | 0 | 0 | 0
Steam turbine | 0 | 0 | 0 | 0 | 0 | 0 | 0 | 0 | 0 | 0
Internal combustion engine | 13 | 0 | 7 | 0 | 0 | 0 | 0 | 0 | 0 | 0
Fuel Oil fired | 0 | 0 | 0 | 0 | 0 | 0 | 0 | 0 | 0 | 0
Integrated gasification combined cycle | 0 | 0 | 0 | 0 | 0 | 0 | 0 | 0 | 0 | 0
Supercritical steam turbine | 0 | 0 | 0 | 0 | 0 | 0 | 0 | 0 | 0 | 0
Steam turbine | 0 | 0 | 0 | 0 | 0 | 0 | 0 | 0 | 0 | 0
Solid biomass & waste fired | 16 | 40 | 21 | 17 | 4 | 6 | 0 | 2 | 1 | 0
Integrated gasification combined cycle | 0 | 0 | 0 | 0 | 0 | 0 | 0 | 0 | 0 | 0
Fluidized bed combustion | 16 | 21 | 16 | 14 | 2 | 5 | 0 | 2 | 1 | 0
Steam turbine | 0 | 19 | 5 | 3 | 2 | 1 | 0 | 0 | 0 | 0
Fuel cells | 0 | 0 | 0 | 0 | 0 | 0 | 0 | 0 | 0 | 0
Natural gas fuel cell power plant | 0 | 0 | 0 | 0 | 0 | 0 | 0 | 0 | 0 | 0
Hydrogen fuel cell power plant | 0 | 0 | 0 | 0 | 0 | 0 | 0 | 0 | 0 | 0
Wind | 551 | 2697 | 2011 | 5479 | 395 | 1454 | 3658 | 4433 | 5417 | 1985
Onshore | 551 | 2697 | 2011 | 5446 | 357 | 1219 | 3226 | 3657 | 4984 | 1574
Offshore | 0 | 0 | 0 | 33 | 38 | 235 | 432 | 776 | 433 | 411
Solar photovoltaics | 154 | 8787 | 24697 | 41720 | 1755 | 10619 | 26554 | 66484 | 47376 | 25203
Solar thermal | 0 | 0 | 1 | 0 | 0 | 0 | 0 | 0 | 0 | 0
Geothermal | 0 | 1 | 0 | 0 | 0 | 0 | 0 | 0 | 0 | 0
Tide, wave and ocean | 0 | 0 | 0 | 9 | 0 | 0 | 0 | 0 | 0 | 26
Tidal | 0 | 0 | 0 | 9 | 0 | 0 | 0 | 0 | 0 | 26
Wave and ocean | 0 | 0 | 0 | 0 | 0 | 0 | 0 | 0 | 0 | 0
Hydro | 28 | 262 | 41 | 164 | 58 | 133 | 120 | 143 | 71 | 80
Run-of-river | 28 | 258 | 39 | 162 | 58 | 133 | 120 | 143 | 71 | 80
Reservoirs (dams) | 0 | 4 | 2 | 2 | 0 | 0 | 0 | 0 | 0 | 0
Pump storage | 0 | 0 | 0 | 0 | 0 | 0 | 0 | 0 | 0 | 0
Electricity only | 784 | 11796 | 26783 | 47408 | 2244 | 12223 | 30337 | 71096 | 52873 | 27299
Nuclear | 0 | 0 | 0 | 1 | 0 | 0 | 1 | 29 | 9 | 4
Nuclear - current | 0 | 0 | 0 | 1 | 0 | 0 | 1 | 29 | 9 | 4
Nuclear III | 0 | 0 | 0 | 0 | 0 | 0 | 0 | 0 | 0 | 0
Nuclear IV | 0 | 0 | 0 | 0 | 0 | 0 | 0 | 0 | 0 | 0
Conventional thermal | 51 | 49 | 33 | 35 | 36 | 17 | 4 | 7 | 0 | 1
Coal fired | 0 | 0 | 0 | 0 | 0 | 0 | 0 | 0 | 0 | 0
Integrated gasification combined cycle | 0 | 0 | 0 | 0 | 0 | 0 | 0 | 0 | 0 | 0
Supercritical steam turbine | 0 | 0 | 0 | 0 | 0 | 0 | 0 | 0 | 0 | 0
Fluidized bed combustion | 0 | 0 | 0 | 0 | 0 | 0 | 0 | 0 | 0 | 0
Steam turbine | 0 | 0 | 0 | 0 | 0 | 0 | 0 | 0 | 0 | 0
Lignite fired | 0 | 0 | 0 | 0 | 0 | 0 | 0 | 0 | 0 | 0
Integrated gasification combined cycle | 0 | 0 | 0 | 0 | 0 | 0 | 0 | 0 | 0 | 0
Supercritical steam turbine | 0 | 0 | 0 | 0 | 0 | 0 | 0 | 0 | 0 | 0
Fluidized bed combustion | 0 | 0 | 0 | 0 | 0 | 0 | 0 | 0 | 0 | 0
Steam turbine | 0 | 0 | 0 | 0 | 0 | 0 | 0 | 0 | 0 | 0
Gas fired | 38 | 13 | 24 | 21 | 12 | 10 | 3 | 4 | 0 | 1
Gas turbine combined cycle | 8 | 7 | 4 | 10 | 8 | 10 | 3 | 4 | 0 | 1
Gas turbine | 2 | 5 | 0 | 2 | 0 | 0 | 0 | 0 | 0 | 0
Steam turbine | 0 | 0 | 18 | 9 | 4 | 0 | 0 | 0 | 0 | 0
Internal combustion engine | 28 | 1 | 2 | 0 | 0 | 0 | 0 | 0 | 0 | 0
Derived gas fired | 0 | 0 | 0 | 0 | 19 | 1 | 1 | 1 | 0 | 0
Refinery gas fired | 0 | 0 | 0 | 0 | 1 | 0 | 0 | 0 | 0 | 0
Diesel oil fired | 5 | 4 | 7 | 0 | 0 | 0 | 0 | 0 | 0 | 0
Gas turbine combined cycle | 0 | 0 | 0 | 0 | 0 | 0 | 0 | 0 | 0 | 0
Gas turbine | 0 | 4 | 0 | 0 | 0 | 0 | 0 | 0 | 0 | 0
Steam turbine | 0 | 0 | 0 | 0 | 0 | 0 | 0 | 0 | 0 | 0
Internal combustion engine | 5 | 0 | 7 | 0 | 0 | 0 | 0 | 0 | 0 | 0
Fuel Oil fired | 0 | 0 | 0 | 0 | 0 | 0 | 0 | 0 | 0 | 0
Integrated gasification combined cycle | 0 | 0 | 0 | 0 | 0 | 0 | 0 | 0 | 0 | 0
Supercritical steam turbine | 0 | 0 | 0 | 0 | 0 | 0 | 0 | 0 | 0 | 0
Steam turbine | 0 | 0 | 0 | 0 | 0 | 0 | 0 | 0 | 0 | 0
Solid biomass & waste fired | 8 | 32 | 2 | 14 | 4 | 6 | 0 | 2 | 0 | 0
Integrated gasification combined cycle | 0 | 0 | 0 | 0 | 0 | 0 | 0 | 0 | 0 | 0
Fluidized bed combustion | 8 | 13 | 1 | 14 | 2 | 5 | 0 | 2 | 0 | 0
Steam turbine | 0 | 19 | 1 | 0 | 2 | 1 | 0 | 0 | 0 | 0
Fuel cells | 0 | 0 | 0 | 0 | 0 | 0 | 0 | 0 | 0 | 0
Natural gas fuel cell power plant | 0 | 0 | 0 | 0 | 0 | 0 | 0 | 0 | 0 | 0
Hydrogen fuel cell power plant | 0 | 0 | 0 | 0 | 0 | 0 | 0 | 0 | 0 | 0
Wind | 551 | 2697 | 2011 | 5479 | 395 | 1454 | 3658 | 4433 | 5417 | 1985
Onshore | 551 | 2697 | 2011 | 5446 | 357 | 1219 | 3226 | 3657 | 4984 | 1574
Offshore | 0 | 0 | 0 | 33 | 38 | 235 | 432 | 776 | 433 | 411
Solar photovoltaics | 154 | 8787 | 24697 | 41720 | 1755 | 10619 | 26554 | 66484 | 47376 | 25203
Solar thermal | 0 | 0 | 1 | 0 | 0 | 0 | 0 | 0 | 0 | 0
Geothermal | 0 | 1 | 0 | 0 | 0 | 0 | 0 | 0 | 0 | 0
Tide, wave and ocean | 0 | 0 | 0 | 9 | 0 | 0 | 0 | 0 | 0 | 26
Tidal | 0 | 0 | 0 | 9 | 0 | 0 | 0 | 0 | 0 | 26
Wave and ocean | 0 | 0 | 0 | 0 | 0 | 0 | 0 | 0 | 0 | 0
Hydro | 28 | 262 | 41 | 164 | 58 | 133 | 120 | 143 | 71 | 80
Run-of-river | 28 | 258 | 39 | 162 | 58 | 133 | 120 | 143 | 71 | 80
Reservoirs (dams) | 0 | 4 | 2 | 2 | 0 | 0 | 0 | 0 | 0 | 0
Pump storage | 0 | 0 | 0 | 0 | 0 | 0 | 0 | 0 | 0 | 0
CHP power plants | 87 | 24 | 56 | 8 | 3 | 3 | 2 | 0 | 2 | 0
Nuclear | 0 | 0 | 0 | 0 | 0 | 0 | 0 | 0 | 0 | 0
Nuclear - current | 0 | 0 | 0 | 0 | 0 | 0 | 0 | 0 | 0 | 0
Nuclear III | 0 | 0 | 0 | 0 | 0 | 0 | 0 | 0 | 0 | 0
Nuclear IV | 0 | 0 | 0 | 0 | 0 | 0 | 0 | 0 | 0 | 0
Conventional thermal | 87 | 24 | 56 | 8 | 3 | 3 | 2 | 0 | 2 | 0
Coal fired | 0 | 0 | 0 | 0 | 0 | 0 | 0 | 0 | 0 | 0
Integrated gasification combined cycle | 0 | 0 | 0 | 0 | 0 | 0 | 0 | 0 | 0 | 0
Supercritical steam turbine | 0 | 0 | 0 | 0 | 0 | 0 | 0 | 0 | 0 | 0
Fluidized bed combustion | 0 | 0 | 0 | 0 | 0 | 0 | 0 | 0 | 0 | 0
Steam turbine | 0 | 0 | 0 | 0 | 0 | 0 | 0 | 0 | 0 | 0
Lignite fired | 0 | 0 | 0 | 0 | 0 | 0 | 0 | 0 | 0 | 0
Integrated gasification combined cycle | 0 | 0 | 0 | 0 | 0 | 0 | 0 | 0 | 0 | 0
Supercritical steam turbine | 0 | 0 | 0 | 0 | 0 | 0 | 0 | 0 | 0 | 0
Fluidized bed combustion | 0 | 0 | 0 | 0 | 0 | 0 | 0 | 0 | 0 | 0
Steam turbine | 0 | 0 | 0 | 0 | 0 | 0 | 0 | 0 | 0 | 0
Gas fired | 70 | 16 | 37 | 5 | 0 | 0 | 0 | 0 | 0 | 0
Gas turbine combined cycle | 9 | 0 | 0 | 0 | 0 | 0 | 0 | 0 | 0 | 0
Gas turbine | 16 | 3 | 4 | 0 | 0 | 0 | 0 | 0 | 0 | 0
Steam turbine | 5 | 2 | 1 | 0 | 0 | 0 | 0 | 0 | 0 | 0
Internal combustion engine | 40 | 11 | 32 | 5 | 0 | 0 | 0 | 0 | 0 | 0
Derived gas fired | 0 | 0 | 0 | 0 | 2 | 2 | 1 | 0 | 1 | 0
Refinery gas fired | 0 | 0 | 0 | 0 | 1 | 1 | 1 | 0 | 0 | 0
Diesel oil fired | 9 | 0 | 0 | 0 | 0 | 0 | 0 | 0 | 0 | 0
Gas turbine combined cycle | 0 | 0 | 0 | 0 | 0 | 0 | 0 | 0 | 0 | 0
Gas turbine | 1 | 0 | 0 | 0 | 0 | 0 | 0 | 0 | 0 | 0
Steam turbine | 0 | 0 | 0 | 0 | 0 | 0 | 0 | 0 | 0 | 0
Internal combustion engine | 8 | 0 | 0 | 0 | 0 | 0 | 0 | 0 | 0 | 0
Fuel Oil fired | 0 | 0 | 0 | 0 | 0 | 0 | 0 | 0 | 0 | 0
Integrated gasification combined cycle | 0 | 0 | 0 | 0 | 0 | 0 | 0 | 0 | 0 | 0
Supercritical steam turbine | 0 | 0 | 0 | 0 | 0 | 0 | 0 | 0 | 0 | 0
Steam turbine | 0 | 0 | 0 | 0 | 0 | 0 | 0 | 0 | 0 | 0
Solid biomass & waste fired | 8 | 8 | 19 | 3 | 0 | 0 | 0 | 0 | 1 | 0
Integrated gasification combined cycle | 0 | 0 | 0 | 0 | 0 | 0 | 0 | 0 | 0 | 0
Fluidized bed combustion | 8 | 8 | 15 | 0 | 0 | 0 | 0 | 0 | 1 | 0
Steam turbine | 0 | 0 | 4 | 3 | 0 | 0 | 0 | 0 | 0 | 0
Electricity only equipped with CCS | 0 | 0 | 0 | 0 | 0 | 0 | 0 | 0 | 0 | 21
Conventional thermal | 0 | 0 | 0 | 0 | 0 | 0 | 0 | 0 | 0 | 21
Coal fired | 0 | 0 | 0 | 0 | 0 | 0 | 0 | 0 | 0 | 0
Integrated gasification combined cycle | 0 | 0 | 0 | 0 | 0 | 0 | 0 | 0 | 0 | 0
Supercritical steam turbine | 0 | 0 | 0 | 0 | 0 | 0 | 0 | 0 | 0 | 0
Fluidized bed combustion | 0 | 0 | 0 | 0 | 0 | 0 | 0 | 0 | 0 | 0
Steam turbine | 0 | 0 | 0 | 0 | 0 | 0 | 0 | 0 | 0 | 0
Lignite fired | 0 | 0 | 0 | 0 | 0 | 0 | 0 | 0 | 0 | 0
Integrated gasification combined cycle | 0 | 0 | 0 | 0 | 0 | 0 | 0 | 0 | 0 | 0
Supercritical steam turbine | 0 | 0 | 0 | 0 | 0 | 0 | 0 | 0 | 0 | 0
Fluidized bed combustion | 0 | 0 | 0 | 0 | 0 | 0 | 0 | 0 | 0 | 0
Steam turbine | 0 | 0 | 0 | 0 | 0 | 0 | 0 | 0 | 0 | 0
Gas fired | 0 | 0 | 0 | 0 | 0 | 0 | 0 | 0 | 0 | 21
Gas turbine combined cycle | 0 | 0 | 0 | 0 | 0 | 0 | 0 | 0 | 0 | 21
Gas turbine | 0 | 0 | 0 | 0 | 0 | 0 | 0 | 0 | 0 | 0
Steam turbine | 0 | 0 | 0 | 0 | 0 | 0 | 0 | 0 | 0 | 0
Internal combustion engine | 0 | 0 | 0 | 0 | 0 | 0 | 0 | 0 | 0 | 0
Derived gas fired | 0 | 0 | 0 | 0 | 0 | 0 | 0 | 0 | 0 | 0
Refinery gas fired | 0 | 0 | 0 | 0 | 0 | 0 | 0 | 0 | 0 | 0
Diesel oil fired | 0 | 0 | 0 | 0 | 0 | 0 | 0 | 0 | 0 | 0
Gas turbine combined cycle | 0 | 0 | 0 | 0 | 0 | 0 | 0 | 0 | 0 | 0
Gas turbine | 0 | 0 | 0 | 0 | 0 | 0 | 0 | 0 | 0 | 0
Steam turbine | 0 | 0 | 0 | 0 | 0 | 0 | 0 | 0 | 0 | 0
Internal combustion engine | 0 | 0 | 0 | 0 | 0 | 0 | 0 | 0 | 0 | 0
Fuel Oil fired | 0 | 0 | 0 | 0 | 0 | 0 | 0 | 0 | 0 | 0
Integrated gasification combined cycle | 0 | 0 | 0 | 0 | 0 | 0 | 0 | 0 | 0 | 0
Supercritical steam turbine | 0 | 0 | 0 | 0 | 0 | 0 | 0 | 0 | 0 | 0
Steam turbine | 0 | 0 | 0 | 0 | 0 | 0 | 0 | 0 | 0 | 0
Solid biomass & waste fired | 0 | 0 | 0 | 0 | 0 | 0 | 0 | 0 | 0 | 0
Integrated gasification combined cycle | 0 | 0 | 0 | 0 | 0 | 0 | 0 | 0 | 0 | 0
Fluidized bed combustion | 0 | 0 | 0 | 0 | 0 | 0 | 0 | 0 | 0 | 0
Steam turbine | 0 | 0 | 0 | 0 | 0 | 0 | 0 | 0 | 0 | 0
CHP power plants equipped with CCS | 0 | 0 | 0 | 0 | 0 | 0 | 0 | 0 | 0 | 0
Conventional thermal | 0 | 0 | 0 | 0 | 0 | 0 | 0 | 0 | 0 | 0
Coal fired | 0 | 0 | 0 | 0 | 0 | 0 | 0 | 0 | 0 | 0
Integrated gasification combined cycle | 0 | 0 | 0 | 0 | 0 | 0 | 0 | 0 | 0 | 0
Supercritical steam turbine | 0 | 0 | 0 | 0 | 0 | 0 | 0 | 0 | 0 | 0
Fluidized bed combustion | 0 | 0 | 0 | 0 | 0 | 0 | 0 | 0 | 0 | 0
Steam turbine | 0 | 0 | 0 | 0 | 0 | 0 | 0 | 0 | 0 | 0
Lignite fired | 0 | 0 | 0 | 0 | 0 | 0 | 0 | 0 | 0 | 0
Integrated gasification combined cycle | 0 | 0 | 0 | 0 | 0 | 0 | 0 | 0 | 0 | 0
Supercritical steam turbine | 0 | 0 | 0 | 0 | 0 | 0 | 0 | 0 | 0 | 0
Fluidized bed combustion | 0 | 0 | 0 | 0 | 0 | 0 | 0 | 0 | 0 | 0
Steam turbine | 0 | 0 | 0 | 0 | 0 | 0 | 0 | 0 | 0 | 0
Gas fired | 0 | 0 | 0 | 0 | 0 | 0 | 0 | 0 | 0 | 0
Gas turbine combined cycle | 0 | 0 | 0 | 0 | 0 | 0 | 0 | 0 | 0 | 0
Gas turbine | 0 | 0 | 0 | 0 | 0 | 0 | 0 | 0 | 0 | 0
Steam turbine | 0 | 0 | 0 | 0 | 0 | 0 | 0 | 0 | 0 | 0
Internal combustion engine | 0 | 0 | 0 | 0 | 0 | 0 | 0 | 0 | 0 | 0
Derived gas fired | 0 | 0 | 0 | 0 | 0 | 0 | 0 | 0 | 0 | 0
Refinery gas fired | 0 | 0 | 0 | 0 | 0 | 0 | 0 | 0 | 0 | 0
Diesel oil fired | 0 | 0 | 0 | 0 | 0 | 0 | 0 | 0 | 0 | 0
Gas turbine combined cycle | 0 | 0 | 0 | 0 | 0 | 0 | 0 | 0 | 0 | 0
Gas turbine | 0 | 0 | 0 | 0 | 0 | 0 | 0 | 0 | 0 | 0
Steam turbine | 0 | 0 | 0 | 0 | 0 | 0 | 0 | 0 | 0 | 0
Internal combustion engine | 0 | 0 | 0 | 0 | 0 | 0 | 0 | 0 | 0 | 0
Fuel Oil fired | 0 | 0 | 0 | 0 | 0 | 0 | 0 | 0 | 0 | 0
Integrated gasification combined cycle | 0 | 0 | 0 | 0 | 0 | 0 | 0 | 0 | 0 | 0
Supercritical steam turbine | 0 | 0 | 0 | 0 | 0 | 0 | 0 | 0 | 0 | 0
Steam turbine | 0 | 0 | 0 | 0 | 0 | 0 | 0 | 0 | 0 | 0
Solid biomass & waste fired | 0 | 0 | 0 | 0 | 0 | 0 | 0 | 0 | 0 | 0
Integrated gasification combined cycle | 0 | 0 | 0 | 0 | 0 | 0 | 0 | 0 | 0 | 0
Fluidized bed combustion | 0 | 0 | 0 | 0 | 0 | 0 | 0 | 0 | 0 | 0
Steam turbine | 0 | 0 | 0 | 0 | 0 | 0 | 0 | 0 | 0 | 0

## Unit Size Investment
FR: Average unit size of new investment (MW net) | 2001-2005 | 2006-2010 | 2011-2015 | 2016-2020 | 2021-2025 | 2026-2030 | 2031-2035 | 2036-2040 | 2041-2045 | 2046-2050
Total
Nuclear | 0 | 0 | 0 | 1520 | 0 | 0 | 1195 | 669.8138 | 701.4222 | 719.05
Nuclear - current | 0 | 0 | 0 | 1520 | 0 | 0 | 1195 | 669.8138 | 701.4222 | 719.05
Nuclear III | 0 | 0 | 0 | 0 | 0 | 0 | 0 | 0 | 0 | 0
Nuclear IV | 0 | 0 | 0 | 0 | 0 | 0 | 0 | 0 | 0 | 0
Conventional thermal | 17.8071 | 62.3485 | 24.153 | 31.9989 | 66.3647 | 140.9072 | 34.3351 | 64.9332 | 19.6643 | 202.7607
Coal fired | 0 | 0 | 0 | 0 | 0 | 0 | 0 | 0 | 0 | 0
Integrated gasification combined cycle | 0 | 0 | 0 | 0 | 0 | 0 | 0 | 0 | 0 | 0
Supercritical steam turbine | 0 | 0 | 0 | 0 | 0 | 0 | 0 | 0 | 0 | 0
Fluidized bed combustion | 0 | 0 | 0 | 0 | 0 | 0 | 0 | 0 | 0 | 0
Steam turbine | 0 | 0 | 0 | 0 | 0 | 0 | 0 | 0 | 0 | 0
Lignite fired | 0 | 0 | 0 | 0 | 0 | 0 | 0 | 0 | 0 | 0
Integrated gasification combined cycle | 0 | 0 | 0 | 0 | 0 | 0 | 0 | 0 | 0 | 0
Supercritical steam turbine | 0 | 0 | 0 | 0 | 0 | 0 | 0 | 0 | 0 | 0
Fluidized bed combustion | 0 | 0 | 0 | 0 | 0 | 0 | 0 | 0 | 0 | 0
Steam turbine | 0 | 0 | 0 | 0 | 0 | 0 | 0 | 0 | 0 | 0
Gas fired | 20.7184 | 120.1213 | 28.5054 | 47.0088 | 149.1634 | 252.0684 | 48.3462 | 82.2634 | 0 | 202.7607
Gas turbine combined cycle | 106.4059 | 434.2857 | 404.2 | 89.0469 | 150.1662 | 252.0684 | 48.3462 | 82.2634 | 0 | 202.7607
Gas turbine | 7.6978 | 51.765 | 4.925 | 74.7 | 0 | 0 | 0 | 0 | 0 | 0
Steam turbine | 24.39 | 7.935 | 2.5895 | 19.0739 | 147.1576 | 0 | 0 | 0 | 0 | 0
Internal combustion engine | 2.4732 | 1.1273 | 1.5626 | 2.139 | 0 | 0 | 0 | 0 | 0 | 0
Derived gas fired | 0 | 0 | 0 | 0 | 19.1745 | 21.7623 | 21.0075 | 18.7431 | 23.2718 | 0
Refinery gas fired | 0 | 0 | 0 | 0 | 19.0044 | 18.957 | 18.957 | 0 | 0 | 0
Diesel oil fired | 5.3871 | 160.5 | 17.4 | 0 | 0 | 0 | 0 | 0 | 0 | 0
Gas turbine combined cycle | 0 | 0 | 0 | 0 | 0 | 0 | 0 | 0 | 0 | 0
Gas turbine | 48.48 | 160.5 | 0 | 0 | 0 | 0 | 0 | 0 | 0 | 0
Steam turbine | 0 | 0 | 0 | 0 | 0 | 0 | 0 | 0 | 0 | 0
Internal combustion engine | 2.0723 | 0 | 17.4 | 0 | 0 | 0 | 0 | 0 | 0 | 0
Fuel Oil fired | 0 | 0 | 0 | 0 | 0 | 0 | 0 | 0 | 0 | 0
Integrated gasification combined cycle | 0 | 0 | 0 | 0 | 0 | 0 | 0 | 0 | 0 | 0
Supercritical steam turbine | 0 | 0 | 0 | 0 | 0 | 0 | 0 | 0 | 0 | 0
Steam turbine | 0 | 0 | 0 | 0 | 0 | 0 | 0 | 0 | 0 | 0
Solid biomass & waste fired | 9.0237 | 10.648 | 13.7614 | 9.0426 | 89.3976 | 35.5361 | 0 | 53.3677 | 16.0568 | 0
Integrated gasification combined cycle | 0 | 0 | 0 | 0 | 0 | 0 | 0 | 0 | 0 | 0
Fluidized bed combustion | 9.0237 | 19.5024 | 14.3556 | 10.4375 | 53.3677 | 29.6724 | 0 | 53.3677 | 16.0568 | 0
Steam turbine | 0 | 0.86158 | 11.86 | 2.5333 | 125.4275 | 64.855 | 0 | 0 | 0 | 0
Fuel cells | 0 | 0 | 0 | 0 | 0 | 0 | 0 | 0 | 0 | 0
Natural gas fuel cell power plant | 0 | 0 | 0 | 0 | 0 | 0 | 0 | 0 | 0 | 0
Hydrogen fuel cell power plant | 0 | 0 | 0 | 0 | 0 | 0 | 0 | 0 | 0 | 0
Wind | 1.1882 | 1.9368 | 2.1463 | 2.2906 | 2.5949 | 3.1573 | 3.1893 | 3.5467 | 3.4593 | 4.0704
Onshore | 1.1882 | 1.9368 | 2.1463 | 2.2737 | 2.3171 | 2.6725 | 2.8215 | 2.9856 | 3.189 | 3.3325
Offshore | 0 | 0 | 0 | 5.0727 | 5.2045 | 5.6719 | 5.9363 | 6.1914 | 6.5701 | 6.8962
Solar photovoltaics | 0.038961 | 0.11733 | 0.23124 | 0.20271 | 0.35594 | 0.2964 | 0.32521 | 0.32952 | 0.34017 | 0.34728
Solar thermal | 0 | 0 | 12 | 0 | 0 | 0 | 0 | 0 | 0 | 0
Geothermal | 0 | 1.4 | 0 | 0 | 0 | 0 | 0 | 0 | 0 | 0
Tide, wave and ocean | 0 | 0 | 0 | 1.6667 | 0 | 0 | 0 | 0 | 0 | 10
Tidal | 0 | 0 | 0 | 1.6667 | 0 | 0 | 0 | 0 | 0 | 10
Wave and ocean | 0 | 0 | 0 | 0 | 0 | 0 | 0 | 0 | 0 | 0
Hydro | 2.7733 | 1.3555 | 2.6976 | 1.7453 | 2.2724 | 2.3015 | 2.445 | 2.5 | 2.5 | 2.5
Run-of-river | 2.7733 | 1.2001 | 1.4257 | 1.1989 | 2.2724 | 2.3015 | 2.445 | 2.5 | 2.5 | 2.5
Reservoirs (dams) | 0 | 11.375 | 27.5 | 46 | 0 | 0 | 0 | 0 | 0 | 0
Pump storage | 0 | 0 | 0 | 0 | 0 | 0 | 0 | 0 | 0 | 0
Electricity only
Nuclear | 0 | 0 | 0 | 1520 | 0 | 0 | 1195 | 669.8138 | 701.4222 | 719.05
Nuclear - current | 0 | 0 | 0 | 1520 | 0 | 0 | 1195 | 669.8138 | 701.4222 | 719.05
Nuclear III | 0 | 0 | 0 | 0 | 0 | 0 | 0 | 0 | 0 | 0
Nuclear IV | 0 | 0 | 0 | 0 | 0 | 0 | 0 | 0 | 0 | 0
Conventional thermal | 26.4837 | 87.8664 | 54.5894 | 38.7902 | 70.0756 | 161.9202 | 40.9455 | 64.9332 | 0 | 455.9
Coal fired | 0 | 0 | 0 | 0 | 0 | 0 | 0 | 0 | 0 | 0
Integrated gasification combined cycle | 0 | 0 | 0 | 0 | 0 | 0 | 0 | 0 | 0 | 0
Supercritical steam turbine | 0 | 0 | 0 | 0 | 0 | 0 | 0 | 0 | 0 | 0
Fluidized bed combustion | 0 | 0 | 0 | 0 | 0 | 0 | 0 | 0 | 0 | 0
Steam turbine | 0 | 0 | 0 | 0 | 0 | 0 | 0 | 0 | 0 | 0
Lignite fired | 0 | 0 | 0 | 0 | 0 | 0 | 0 | 0 | 0 | 0
Integrated gasification combined cycle | 0 | 0 | 0 | 0 | 0 | 0 | 0 | 0 | 0 | 0
Supercritical steam turbine | 0 | 0 | 0 | 0 | 0 | 0 | 0 | 0 | 0 | 0
Fluidized bed combustion | 0 | 0 | 0 | 0 | 0 | 0 | 0 | 0 | 0 | 0
Steam turbine | 0 | 0 | 0 | 0 | 0 | 0 | 0 | 0 | 0 | 0
Gas fired | 33.1795 | 264.8335 | 68.9646 | 57.6921 | 149.1634 | 252.0684 | 48.3462 | 82.2634 | 0 | 455.9
Gas turbine combined cycle | 148.4125 | 434.2857 | 404.2 | 89.0469 | 150.1662 | 252.0684 | 48.3462 | 82.2634 | 0 | 455.9
Gas turbine | 5.115 | 80.52 | 0 | 74.7 | 0 | 0 | 0 | 0 | 0 | 0
Steam turbine | 0 | 0 | 2.1 | 19.0739 | 147.1576 | 0 | 0 | 0 | 0 | 0
Internal combustion engine | 2.2604 | 0.235 | 0.275 | 0 | 0 | 0 | 0 | 0 | 0 | 0
Derived gas fired | 0 | 0 | 0 | 0 | 18.7432 | 18.7431 | 18.7431 | 18.7431 | 0 | 0
Refinery gas fired | 0 | 0 | 0 | 0 | 19.0518 | 0 | 0 | 0 | 0 | 0
Diesel oil fired | 3.674 | 160.5 | 17.4 | 0 | 0 | 0 | 0 | 0 | 0 | 0
Gas turbine combined cycle | 0 | 0 | 0 | 0 | 0 | 0 | 0 | 0 | 0 | 0
Gas turbine | 0 | 160.5 | 0 | 0 | 0 | 0 | 0 | 0 | 0 | 0
Steam turbine | 0 | 0 | 0 | 0 | 0 | 0 | 0 | 0 | 0 | 0
Internal combustion engine | 3.674 | 0 | 17.4 | 0 | 0 | 0 | 0 | 0 | 0 | 0
Fuel Oil fired | 0 | 0 | 0 | 0 | 0 | 0 | 0 | 0 | 0 | 0
Integrated gasification combined cycle | 0 | 0 | 0 | 0 | 0 | 0 | 0 | 0 | 0 | 0
Supercritical steam turbine | 0 | 0 | 0 | 0 | 0 | 0 | 0 | 0 | 0 | 0
Steam turbine | 0 | 0 | 0 | 0 | 0 | 0 | 0 | 0 | 0 | 0
Solid biomass & waste fired | 8.935 | 6.8944 | 12.25 | 10.4375 | 89.3976 | 35.5361 | 0 | 53.3677 | 0 | 0
Integrated gasification combined cycle | 0 | 0 | 0 | 0 | 0 | 0 | 0 | 0 | 0 | 0
Fluidized bed combustion | 8.935 | 15.7115 | 8.6 | 10.4375 | 53.3677 | 29.6724 | 0 | 53.3677 | 0 | 0
Steam turbine | 0 | 0.86158 | 15.9 | 0 | 125.4275 | 64.855 | 0 | 0 | 0 | 0
Fuel cells | 0 | 0 | 0 | 0 | 0 | 0 | 0 | 0 | 0 | 0
Natural gas fuel cell power plant | 0 | 0 | 0 | 0 | 0 | 0 | 0 | 0 | 0 | 0
Hydrogen fuel cell power plant | 0 | 0 | 0 | 0 | 0 | 0 | 0 | 0 | 0 | 0
Wind | 1.1882 | 1.9368 | 2.1463 | 2.2906 | 2.5949 | 3.1573 | 3.1893 | 3.5467 | 3.4593 | 4.0704
Onshore | 1.1882 | 1.9368 | 2.1463 | 2.2737 | 2.3171 | 2.6725 | 2.8215 | 2.9856 | 3.189 | 3.3325
Offshore | 0 | 0 | 0 | 5.0727 | 5.2045 | 5.6719 | 5.9363 | 6.1914 | 6.5701 | 6.8962
Solar photovoltaics | 0.038961 | 0.11733 | 0.23124 | 0.20271 | 0.35594 | 0.2964 | 0.32521 | 0.32952 | 0.34017 | 0.34728
Solar thermal | 0 | 0 | 12 | 0 | 0 | 0 | 0 | 0 | 0 | 0
Geothermal | 0 | 1.4 | 0 | 0 | 0 | 0 | 0 | 0 | 0 | 0
Tide, wave and ocean | 0 | 0 | 0 | 1.6667 | 0 | 0 | 0 | 0 | 0 | 10
Tidal | 0 | 0 | 0 | 1.6667 | 0 | 0 | 0 | 0 | 0 | 10
Wave and ocean | 0 | 0 | 0 | 0 | 0 | 0 | 0 | 0 | 0 | 0
Hydro | 2.7733 | 1.3555 | 2.6976 | 1.7453 | 2.2724 | 2.3015 | 2.445 | 2.5 | 2.5 | 2.5
Run-of-river | 2.7733 | 1.2001 | 1.4257 | 1.1989 | 2.2724 | 2.3015 | 2.445 | 2.5 | 2.5 | 2.5
Reservoirs (dams) | 0 | 11.375 | 27.5 | 46 | 0 | 0 | 0 | 0 | 0 | 0
Pump storage | 0 | 0 | 0 | 0 | 0 | 0 | 0 | 0 | 0 | 0
CHP power plants
Nuclear | 0 | 0 | 0 | 0 | 0 | 0 | 0 | 0 | 0 | 0
Nuclear - current | 0 | 0 | 0 | 0 | 0 | 0 | 0 | 0 | 0 | 0
Nuclear III | 0 | 0 | 0 | 0 | 0 | 0 | 0 | 0 | 0 | 0
Nuclear IV | 0 | 0 | 0 | 0 | 0 | 0 | 0 | 0 | 0 | 0
Conventional thermal | 12.7209 | 10.2493 | 6.2173 | 2.2869 | 21.8336 | 21.8336 | 21.1144 | 0 | 19.6643 | 0
Coal fired | 0 | 0 | 0 | 0 | 0 | 0 | 0 | 0 | 0 | 0
Integrated gasification combined cycle | 0 | 0 | 0 | 0 | 0 | 0 | 0 | 0 | 0 | 0
Supercritical steam turbine | 0 | 0 | 0 | 0 | 0 | 0 | 0 | 0 | 0 | 0
Fluidized bed combustion | 0 | 0 | 0 | 0 | 0 | 0 | 0 | 0 | 0 | 0
Steam turbine | 0 | 0 | 0 | 0 | 0 | 0 | 0 | 0 | 0 | 0
Lignite fired | 0 | 0 | 0 | 0 | 0 | 0 | 0 | 0 | 0 | 0
Integrated gasification combined cycle | 0 | 0 | 0 | 0 | 0 | 0 | 0 | 0 | 0 | 0
Supercritical steam turbine | 0 | 0 | 0 | 0 | 0 | 0 | 0 | 0 | 0 | 0
Fluidized bed combustion | 0 | 0 | 0 | 0 | 0 | 0 | 0 | 0 | 0 | 0
Steam turbine | 0 | 0 | 0 | 0 | 0 | 0 | 0 | 0 | 0 | 0
Gas fired | 13.9538 | 2.5427 | 2.2616 | 2.139 | 0 | 0 | 0 | 0 | 0 | 0
Gas turbine combined cycle | 69.0667 | 0 | 0 | 0 | 0 | 0 | 0 | 0 | 0 | 0
Gas turbine | 8.0206 | 3.84 | 4.925 | 0 | 0 | 0 | 0 | 0 | 0 | 0
Steam turbine | 24.39 | 7.935 | 11.4 | 0 | 0 | 0 | 0 | 0 | 0 | 0
Internal combustion engine | 2.6221 | 1.2085 | 1.6431 | 2.139 | 0 | 0 | 0 | 0 | 0 | 0
Derived gas fired | 0 | 0 | 0 | 0 | 23.2718 | 23.2718 | 23.2718 | 0 | 23.2718 | 0
Refinery gas fired | 0 | 0 | 0 | 0 | 18.957 | 18.957 | 18.957 | 0 | 0 | 0
Diesel oil fired | 6.3389 | 0 | 0 | 0 | 0 | 0 | 0 | 0 | 0 | 0
Gas turbine combined cycle | 0 | 0 | 0 | 0 | 0 | 0 | 0 | 0 | 0 | 0
Gas turbine | 48.48 | 0 | 0 | 0 | 0 | 0 | 0 | 0 | 0 | 0
Steam turbine | 0 | 0 | 0 | 0 | 0 | 0 | 0 | 0 | 0 | 0
Internal combustion engine | 1.0712 | 0 | 0 | 0 | 0 | 0 | 0 | 0 | 0 | 0
Fuel Oil fired | 0 | 0 | 0 | 0 | 0 | 0 | 0 | 0 | 0 | 0
Integrated gasification combined cycle | 0 | 0 | 0 | 0 | 0 | 0 | 0 | 0 | 0 | 0
Supercritical steam turbine | 0 | 0 | 0 | 0 | 0 | 0 | 0 | 0 | 0 | 0
Steam turbine | 0 | 0 | 0 | 0 | 0 | 0 | 0 | 0 | 0 | 0
Solid biomass & waste fired | 9.1125 | 25.6625 | 13.9205 | 2.5333 | 0 | 0 | 0 | 0 | 16.0568 | 0
Integrated gasification combined cycle | 0 | 0 | 0 | 0 | 0 | 0 | 0 | 0 | 0 | 0
Fluidized bed combustion | 9.1125 | 25.6625 | 14.7393 | 0 | 0 | 0 | 0 | 0 | 16.0568 | 0
Steam turbine | 0 | 0 | 10.85 | 2.5333 | 0 | 0 | 0 | 0 | 0 | 0
Electricity only equipped with CCS
Conventional thermal | 0 | 0 | 0 | 0 | 0 | 0 | 0 | 0 | 0 | 190.7064
Coal fired | 0 | 0 | 0 | 0 | 0 | 0 | 0 | 0 | 0 | 0
Integrated gasification combined cycle | 0 | 0 | 0 | 0 | 0 | 0 | 0 | 0 | 0 | 0
Supercritical steam turbine | 0 | 0 | 0 | 0 | 0 | 0 | 0 | 0 | 0 | 0
Fluidized bed combustion | 0 | 0 | 0 | 0 | 0 | 0 | 0 | 0 | 0 | 0
Steam turbine | 0 | 0 | 0 | 0 | 0 | 0 | 0 | 0 | 0 | 0
Lignite fired | 0 | 0 | 0 | 0 | 0 | 0 | 0 | 0 | 0 | 0
Integrated gasification combined cycle | 0 | 0 | 0 | 0 | 0 | 0 | 0 | 0 | 0 | 0
Supercritical steam turbine | 0 | 0 | 0 | 0 | 0 | 0 | 0 | 0 | 0 | 0
Fluidized bed combustion | 0 | 0 | 0 | 0 | 0 | 0 | 0 | 0 | 0 | 0
Steam turbine | 0 | 0 | 0 | 0 | 0 | 0 | 0 | 0 | 0 | 0
Gas fired | 0 | 0 | 0 | 0 | 0 | 0 | 0 | 0 | 0 | 190.7064
Gas turbine combined cycle | 0 | 0 | 0 | 0 | 0 | 0 | 0 | 0 | 0 | 190.7064
Gas turbine | 0 | 0 | 0 | 0 | 0 | 0 | 0 | 0 | 0 | 0
Steam turbine | 0 | 0 | 0 | 0 | 0 | 0 | 0 | 0 | 0 | 0
Internal combustion engine | 0 | 0 | 0 | 0 | 0 | 0 | 0 | 0 | 0 | 0
Derived gas fired | 0 | 0 | 0 | 0 | 0 | 0 | 0 | 0 | 0 | 0
Refinery gas fired | 0 | 0 | 0 | 0 | 0 | 0 | 0 | 0 | 0 | 0
Diesel oil fired | 0 | 0 | 0 | 0 | 0 | 0 | 0 | 0 | 0 | 0
Gas turbine combined cycle | 0 | 0 | 0 | 0 | 0 | 0 | 0 | 0 | 0 | 0
Gas turbine | 0 | 0 | 0 | 0 | 0 | 0 | 0 | 0 | 0 | 0
Steam turbine | 0 | 0 | 0 | 0 | 0 | 0 | 0 | 0 | 0 | 0
Internal combustion engine | 0 | 0 | 0 | 0 | 0 | 0 | 0 | 0 | 0 | 0
Fuel Oil fired | 0 | 0 | 0 | 0 | 0 | 0 | 0 | 0 | 0 | 0
Integrated gasification combined cycle | 0 | 0 | 0 | 0 | 0 | 0 | 0 | 0 | 0 | 0
Supercritical steam turbine | 0 | 0 | 0 | 0 | 0 | 0 | 0 | 0 | 0 | 0
Steam turbine | 0 | 0 | 0 | 0 | 0 | 0 | 0 | 0 | 0 | 0
Solid biomass & waste fired | 0 | 0 | 0 | 0 | 0 | 0 | 0 | 0 | 0 | 0
Integrated gasification combined cycle | 0 | 0 | 0 | 0 | 0 | 0 | 0 | 0 | 0 | 0
Fluidized bed combustion | 0 | 0 | 0 | 0 | 0 | 0 | 0 | 0 | 0 | 0
Steam turbine | 0 | 0 | 0 | 0 | 0 | 0 | 0 | 0 | 0 | 0
CHP power plants equipped with CCS
Conventional thermal | 0 | 0 | 0 | 0 | 0 | 0 | 0 | 0 | 0 | 0
Coal fired | 0 | 0 | 0 | 0 | 0 | 0 | 0 | 0 | 0 | 0
Integrated gasification combined cycle | 0 | 0 | 0 | 0 | 0 | 0 | 0 | 0 | 0 | 0
Supercritical steam turbine | 0 | 0 | 0 | 0 | 0 | 0 | 0 | 0 | 0 | 0
Fluidized bed combustion | 0 | 0 | 0 | 0 | 0 | 0 | 0 | 0 | 0 | 0
Steam turbine | 0 | 0 | 0 | 0 | 0 | 0 | 0 | 0 | 0 | 0
Lignite fired | 0 | 0 | 0 | 0 | 0 | 0 | 0 | 0 | 0 | 0
Integrated gasification combined cycle | 0 | 0 | 0 | 0 | 0 | 0 | 0 | 0 | 0 | 0
Supercritical steam turbine | 0 | 0 | 0 | 0 | 0 | 0 | 0 | 0 | 0 | 0
Fluidized bed combustion | 0 | 0 | 0 | 0 | 0 | 0 | 0 | 0 | 0 | 0
Steam turbine | 0 | 0 | 0 | 0 | 0 | 0 | 0 | 0 | 0 | 0
Gas fired | 0 | 0 | 0 | 0 | 0 | 0 | 0 | 0 | 0 | 0
Gas turbine combined cycle | 0 | 0 | 0 | 0 | 0 | 0 | 0 | 0 | 0 | 0
Gas turbine | 0 | 0 | 0 | 0 | 0 | 0 | 0 | 0 | 0 | 0
Steam turbine | 0 | 0 | 0 | 0 | 0 | 0 | 0 | 0 | 0 | 0
Internal combustion engine | 0 | 0 | 0 | 0 | 0 | 0 | 0 | 0 | 0 | 0
Derived gas fired | 0 | 0 | 0 | 0 | 0 | 0 | 0 | 0 | 0 | 0
Refinery gas fired | 0 | 0 | 0 | 0 | 0 | 0 | 0 | 0 | 0 | 0
Diesel oil fired | 0 | 0 | 0 | 0 | 0 | 0 | 0 | 0 | 0 | 0
Gas turbine combined cycle | 0 | 0 | 0 | 0 | 0 | 0 | 0 | 0 | 0 | 0
Gas turbine | 0 | 0 | 0 | 0 | 0 | 0 | 0 | 0 | 0 | 0
Steam turbine | 0 | 0 | 0 | 0 | 0 | 0 | 0 | 0 | 0 | 0
Internal combustion engine | 0 | 0 | 0 | 0 | 0 | 0 | 0 | 0 | 0 | 0
Fuel Oil fired | 0 | 0 | 0 | 0 | 0 | 0 | 0 | 0 | 0 | 0
Integrated gasification combined cycle | 0 | 0 | 0 | 0 | 0 | 0 | 0 | 0 | 0 | 0
Supercritical steam turbine | 0 | 0 | 0 | 0 | 0 | 0 | 0 | 0 | 0 | 0
Steam turbine | 0 | 0 | 0 | 0 | 0 | 0 | 0 | 0 | 0 | 0
Solid biomass & waste fired | 0 | 0 | 0 | 0 | 0 | 0 | 0 | 0 | 0 | 0
Integrated gasification combined cycle | 0 | 0 | 0 | 0 | 0 | 0 | 0 | 0 | 0 | 0
Fluidized bed combustion | 0 | 0 | 0 | 0 | 0 | 0 | 0 | 0 | 0 | 0
Steam turbine | 0 | 0 | 0 | 0 | 0 | 0 | 0 | 0 | 0 | 0

## Electricity Balance
FR - Electricity balance (GWh) | 2000 | 2005 | 2010 | 2015 | 2020 | 2025 | 2030 | 2035 | 2040 | 2045 | 2050 | 00-'10 | 10-'20 | 20-'30 | 30-'40 | 40-'50
Electricity | [11 empty] | Annual % change
Imports | 3694.125 | 8060.411 | 19471.1146 | 9959.1728 | 19441.3856 | 19059.3721 | 19056.6783 | 19041.8985 | 18902.66 | 18725.0171 | 18695.6704 | 18.0831 | -0.015279 | -0.19967 | -0.081117 | -0.11005
Foreseen | 3694.125 | 8060.411 | 19471.1146 | 9959.1728 | 19441.3856 | 19059.3721 | 19056.6783 | 19041.8985 | 18902.66 | 18725.0171 | 18695.6704
Unforeseen | 0 | 0 | 0 | 0 | 0 | 0 | 0 | 0 | 0 | 0 | 0
Exports | 73160.72 | 68377.692 | 50178.9841 | 74010.567 | 57917.8755 | 57547.7275 | 57380.2858 | 57259.433 | 57165.0249 | 57111.6099 | 56767.9518 | -3.7004 | 1.4446 | -0.093209 | -0.037578 | -0.069679
Power generation | 535088.0042 | 571106.923 | 564183.7247 | 563393.1433 | 525181.1848 | 530822.591 | 541705.0262 | 548229.9109 | 562783.5852 | 585205.2074 | 615312.5864 | 0.53089 | -0.71381 | 0.31026 | 0.38246 | 0.89635
Nuclear Power Stations | 415087.3647 | 451447.8703 | 428443.9912 | 437349.1795 | 395435.4835 | 385084.2523 | 384475.4876 | 269630.3764 | 265477.0946 | 263377.5941 | 237086.45 | 0.31721 | -0.79852 | -0.28068 | -3.6358 | -1.1247
Conventional Thermal Power Stations | 53089.3502 | 66734.9679 | 61998.8402 | 42623.424 | 9570.2677 | 14770.4705 | 10712.5985 | 91370.6916 | 36579.9524 | 19415.2867 | 39226.789 | 1.5635 | -17.0428 | 1.134 | 13.0667 | 0.70104
Electricity-only Plants | 40784.1661 | 47206.8162 | 43929.8489 | 30853.8717 | 4723.7288 | 9249.7677 | 5728.5401 | 83012.1197 | 31742.0314 | 16653.6284 | 37187.7376 | 0.74577 | -19.9885 | 1.9473 | 18.675 | 1.596
CHP Plants | 12305.1841 | 19528.1517 | 18068.9913 | 11769.5523 | 4846.5389 | 5520.7027 | 4984.0585 | 8358.5719 | 4837.921 | 2761.6583 | 2039.0514 | 3.9165 | -12.3302 | 0.28019 | -0.29715 | -8.2773
Exchanges, Transfers, Returns | 66911.2893 | 52924.0848 | 73740.8933 | 83420.5399 | 120175.4336 | 130967.8682 | 146516.9401 | 187228.8429 | 260726.5382 | 302412.3266 | 338999.3474 | 0.97664 | 5.0052 | 2.0017 | 5.9326 | 2.66
Transformation input | 0 | 0 | 24.9955 | 36.9378 | 47.2625 | 293.106 | 579.4183 | 2475.8947 | 2530.8707 | 2991.5119 | 3775.8934 | 0 | 6.5775 | 28.4836 | 15.8851 | 4.0818
Transformation input - District Heating Plants | 0 | 0 | 24.9955 | 36.9378 | 47.2625 | 293.106 | 579.4183 | 2475.8947 | 2530.8707 | 2991.5119 | 3775.8934 | 0 | 6.5775 | 28.4836 | 15.8851 | 4.0818
Consumption in Energy Sector | 51160.6781 | 56143.9198 | 54433.2576 | 41765.5378 | 35987.8822 | 35803.965 | 35455.9321 | 33730.2979 | 35623.9007 | 37473.3555 | 43801.9618 | 0.62197 | -4.0535 | -0.14881 | 0.047273 | 2.0881
Own Use in Electricity, CHP and Heat Plants | 23841.767 | 26022.3239 | 24980.3761 | 23756.5189 | 16888.5692 | 16742.464 | 16513.0548 | 14482.6438 | 15205.3923 | 15140.193 | 19778.9096 | 0.46761 | -3.8389 | -0.2246 | -0.82162 | 2.6645
Pumped storage power stations balance | 1833.5548 | 1787.7381 | 1784.6697 | 1915.7408 | 2711.134 | 2648.3598 | 2657.7163 | 2737.2422 | 2734.7555 | 2738.0752 | 2736.6341 | -0.26987 | 4.27 | -0.1988 | 0.28616 | 0.0068671
Consumption in Petroleum Refineries | 0 | 3473.2722 | 3250.5094 | 2405.6461 | 2637.7383 | 2776.6295 | 2688.871 | 2842.7337 | 2820.0172 | 2891.2022 | 2881.3329 | 0 | -2.0672 | 0.19218 | 0.47735 | 0.21533
Consumption in Primary energy production sectors | 21403.0447 | 1104.8038 | 584.8917 | 1747.7177 | 1734.4362 | 1692.6499 | 1653.3265 | 1614.0694 | 1595.9126 | 1552.847 | 1494.1611 | -30.2314 | 11.4829 | -0.47779 | -0.35281 | -0.65664
Consumption in Coke ovens and Blast Furnace | 0 | 4.9991 | 1.1109 | 9572.3163 | 9568.6025 | 9505.7638 | 9522.8266 | 9133.8936 | 8805.4817 | 8108.6852 | 6368.1211 | 0 | 147.4669 | -0.047943 | -0.78011 | -3.1888
Other energy branches | 4082.3117 | 23750.7827 | 23831.6998 | 2367.5979 | 2446.5554 | 2437.0143 | 2408.2939 | 2399.7633 | 2406.1713 | 2374.717 | 2324.7078 | 19.2957 | -20.3584 | -0.1575 | -0.0088168 | -0.34383
Consumption in Hydrogen production (energy) | 0 | 0 | 0 | 0 | 0.84662 | 1.0838 | 11.8431 | 519.9519 | 2056.17 | 4667.636 | 8218.0952 | 0 | 0 | 30.19 | 67.4787 | 14.8606
Distribution Losses | 30405.6381 | 32225.3106 | 35407.5155 | 35982.6538 | 33026.8536 | 31148.6023 | 30192.9326 | 29733.5595 | 29971.9475 | 30890.3158 | 31989.1278 | 1.5346 | -0.69361 | -0.89312 | -0.073433 | 0.65347
Energy Available for Final Consumption | 384055.093 | 422420.4116 | 443610.0867 | 421556.6198 | 417642.6966 | 425088.5622 | 437153.1357 | 444072.6244 | 456394.5013 | 475463.4314 | 497673.3219 | 1.452 | -0.60138 | 0.45762 | 0.43167 | 0.86962
Final Energy Consumption | 384833.8383 | 422694.822 | 444008.9039 | 424842.4377 | 417642.6966 | 425088.5622 | 437153.1357 | 444072.6244 | 456394.5013 | 475463.4314 | 497673.3219 | 1.4406 | -0.61031 | 0.45762 | 0.43167 | 0.86962
Final Energy Consumption - Industry | 134631.8943 | 139521.7911 | 117422.8085 | 106999.7009 | 108498.0766 | 110085.3938 | 115062.2632 | 120835.3748 | 128371.8309 | 134992.2024 | 145535.9482 | -1.3583 | -0.78737 | 0.58914 | 1.1006 | 1.2628
Iron and Steel | 17148.8732 | 15608.2461 | 10215.1163 | 10279.6675 | 10286.2628 | 10630.4834 | 11285.056 | 11742.0649 | 12551.0818 | 13790.7983 | 15860.8756 | -5.0487 | 0.069431 | 0.93101 | 1.0689 | 2.3681
Non-Ferrous Metals | 9699.374 | 9831.1135 | 7466.7193 | 8727.3164 | 8684.409 | 8668.0416 | 8820.9712 | 9030.0987 | 9408.7252 | 9812.4304 | 10208.5237 | -2.5821 | 1.5222 | 0.15615 | 0.64714 | 0.81919
Chemicals Industry | 25730.3919 | 24927.3406 | 27635.0543 | 19590.3592 | 19080.4334 | 19267.7295 | 20086.2105 | 20910.0359 | 22127.6728 | 23152.3363 | 24661.662 | 0.71668 | -3.6364 | 0.51502 | 0.97265 | 1.0901
Non-Metallic Mineral Products | 8122.4342 | 8830.4046 | 9172.3056 | 8008.616 | 7087.7911 | 6931.4304 | 7639.5435 | 8654.1561 | 9719.674 | 10356.5209 | 12657.0719 | 1.223 | -2.5452 | 0.75246 | 2.4374 | 2.6758
Pulp, paper and printing | 13690.6037 | 13487.573 | 9202.242 | 7824.6204 | 7838.6848 | 7734.4473 | 7762.1657 | 7824.4181 | 8100.3761 | 8185.4133 | 8669.4309 | -3.8948 | -1.591 | -0.098049 | 0.4274 | 0.68124
Food, Beverages and Tobacco | 17696.9147 | 19744.6122 | 20098.3475 | 20720.1556 | 22255.4426 | 24202.8851 | 26289.3879 | 28348.0547 | 30217.7243 | 31787.5898 | 33410.495 | 1.2806 | 1.0247 | 1.6797 | 1.4024 | 1.0095
Transport Equipment | 8659.4267 | 8262.544 | 7558.6473 | 6901.812 | 7542.1288 | 7506.3487 | 7743.2794 | 8165.9397 | 8829.3176 | 9441.9169 | 10189.952 | -1.3504 | -0.021875 | 0.26355 | 1.3212 | 1.4436
Machinery Equipment | 14823.3132 | 11914.8004 | 15933.0896 | 12962.4995 | 12627.8931 | 12395.6628 | 12322.7808 | 12559.1814 | 13060.9686 | 13534.6483 | 14265.665 | 0.72458 | -2.2981 | -0.24429 | 0.58348 | 0.88618
Textiles and Leather | 3629.35 | 2566.4826 | 1757.741 | 1615.82 | 1784.32 | 1718.5824 | 1700.9058 | 1713.057 | 1760.2846 | 1787.8668 | 1846.12 | -6.9936 | 0.15019 | -0.47762 | 0.34374 | 0.47724
Wood and Wood Products | 2156.5582 | 2275.7016 | 2247.6533 | 2179.6073 | 2273.9533 | 2291.0323 | 2375.89 | 2423.2043 | 2566.2541 | 2666.1197 | 2838.6521 | 0.41459 | 0.1164 | 0.43949 | 0.77373 | 1.0139
Other Industrial Sectors | 13274.6544 | 22072.9725 | 6135.8924 | 8189.227 | 9036.7577 | 8738.7502 | 9036.0725 | 9465.164 | 10029.7517 | 10476.5617 | 10927.5001 | -7.4268 | 3.9474 | -0.00075832 | 1.0488 | 0.86095
Final Energy Consumption - Domestic | 240778.1516 | 273254.4763 | 316501.3191 | 307435.1028 | 296317.5665 | 289972.9976 | 288672.7283 | 280944.7668 | 274433.6961 | 275513.8932 | 278361.4163 | 2.7722 | -0.65679 | -0.26104 | -0.50456 | 0.14221
Residential | 128696.7852 | 138458.0718 | 161490.8289 | 152413.664 | 146785.4415 | 147444.9744 | 145258.1379 | 140002.8235 | 133966.7884 | 132906.2618 | 133494.913 | 2.2959 | -0.95022 | -0.10454 | -0.80594 | -0.035279
Services | 109355.7638 | 127362.7868 | 147272.717 | 146825.1318 | 141646.0194 | 134393.6819 | 135000.4651 | 132092.5685 | 131166.1148 | 132838.8743 | 134534.027 | 3.0215 | -0.38879 | -0.47938 | -0.28772 | 0.25385
Agriculture, Forestry and Fishing | 2725.6026 | 7433.6177 | 7737.7732 | 8196.307 | 7886.1057 | 8134.3413 | 8414.1252 | 8849.3749 | 9300.793 | 9768.7571 | 10332.4763 | 10.998 | 0.19007 | 0.6502 | 1.0069 | 1.0575
Final Energy Consumption - Transport | 9423.7924 | 9918.5545 | 10084.7763 | 10407.634 | 12827.0535 | 25030.1709 | 33418.1443 | 42292.4827 | 53588.9743 | 64957.3358 | 73775.9575 | 0.6802 | 2.4345 | 10.0489 | 4.8357 | 3.2485
Road | 45.4749 | 59.2208 | 49.9865 | 360.7913 | 2316.0872 | 14062.4646 | 22130.3309 | 30643.6235 | 41660.889 | 52821.9245 | 61504.0187 | 0.95041 | 46.7541 | 25.3208 | 6.5305 | 3.9723
Rail | 9378.3175 | 9859.3336 | 10034.7898 | 10046.8427 | 10510.9663 | 10967.7062 | 11287.8134 | 11648.8592 | 11928.0853 | 12135.4113 | 12271.9388 | 0.67887 | 0.46469 | 0.71559 | 0.55325 | 0.2846
Aviation | 0 | 0 | 0 | 0 | 0 | 0 | 0 | 0 | 0 | 0 | 0 | 0 | 0 | 0 | 0 | 0
Coastal Shipping and Inland Waterways | 0 | 0 | 0 | 0 | 0 | 0 | 0 | 0 | 0 | 0 | 0 | 0 | 0 | 0 | 0 | 0
Consumption in Pipeline transport | 0 | 0 | 0 | 0 | 0 | 0 | 0 | 0 | 0 | 0 | 0 | 0 | 0 | 0 | 0 | 0
Statistical Difference | -778.7452 | -274.4104 | -398.8172 | -3285.8179 | 0 | 0 | 0 | 0 | 0 | 0 | 0

## Steam Balance
FR - Steam balance (GWh) | 2000 | 2005 | 2010 | 2015 | 2020 | 2025 | 2030 | 2035 | 2040 | 2045 | 2050 | 00-'10 | 10-'20 | 20-'30 | 30-'40 | 40-'50
Steam | 0 | 0 | 0 | 0 | 0 | 0 | 0 | 0 | 0 | 0 | 0 | Annual % change
Imports | 0 | 0 | 0 | 0 | 0 | 0 | 0 | 0 | 0 | 0 | 0 | 0 | 0 | 0 | 0 | 0
Exports | 0 | 0 | 0 | 0 | 0 | 0 | 0 | 0 | 0 | 0 | 0 | 0 | 0 | 0 | 0 | 0
Steam generation | 37623.7833 | 49513.3098 | 44682.5127 | 37740.4289 | 33100.0613 | 40686.9514 | 40955.3414 | 46275.5415 | 44498.2824 | 46638.0608 | 49139.0274 | 1.7343 | -2.9559 | 2.1523 | 0.83313 | 0.99697
CHP Plants | 35907.981 | 47000.9843 | 40805.7105 | 22075.4709 | 13908.6758 | 15454.0903 | 13149.3024 | 16848.9886 | 14614.0952 | 12275.7818 | 8804.2957 | 1.2868 | -10.2041 | -0.55987 | 1.0618 | -4.9412
Transformation output - District Heating Plants | 1715.8023 | 2512.3256 | 3876.8022 | 15664.9581 | 19191.3855 | 25232.861 | 27806.039 | 29426.5528 | 29884.1872 | 34362.279 | 40334.7317 | 8.4927 | 17.3446 | 3.7775 | 0.72337 | 3.0443
Transformation input | 0 | 0 | 0 | 3698.2232 | 0 | 0 | 0 | 0 | 0 | 0 | 0 | 0 | 0 | 0 | 0 | 0
Transformation input - Used for electricity generation | 0 | 0 | 0 | 3698.2232 | 0 | 0 | 0 | 0 | 0 | 0 | 0 | 0 | 0 | 0 | 0 | 0
Consumption in Energy Sector | 0 | 0 | 0 | 858.4566 | 873.5808 | 858.5559 | 838.6404 | 827.4794 | 822.9675 | 806.9793 | 786.1883 | 0 | 0 | -0.40735 | -0.18847 | -0.45616
Consumption in Petroleum Refineries | 0 | 0 | 0 | 0 | 0 | 0 | 0 | 0 | 0 | 0 | 0 | 0 | 0 | 0 | 0 | 0
Consumption in Primary energy production sectors | 0 | 0 | 0 | 0 | 0 | 0 | 0 | 0 | 0 | 0 | 0 | 0 | 0 | 0 | 0 | 0
Consumption in Coke ovens and Blast Furnace | 0 | 0 | 0 | 0 | 0 | 0 | 0 | 0 | 0 | 0 | 0 | 0 | 0 | 0 | 0 | 0
Other energy branches | 0 | 0 | 0 | 858.4566 | 873.5808 | 858.5559 | 838.6404 | 827.4794 | 822.9675 | 806.9793 | 786.1883 | 0 | 0 | -0.40735 | -0.18847 | -0.45616
Distribution Losses | 0 | 0 | 0 | 1996.8628 | 2240.7858 | 2742.9581 | 2780.6184 | 3098.0426 | 2974.6331 | 3030.191 | 3109.1782 | 0 | 0 | 2.1819 | 0.67675 | 0.44336
Energy Available for Final Consumption | 37623.7833 | 49513.3098 | 44682.5127 | 31186.8864 | 29985.6947 | 37085.4373 | 37336.0826 | 42350.0194 | 40700.6817 | 42800.8905 | 45243.6609 | 1.7343 | -3.9101 | 2.2166 | 0.86658 | 1.0638
Final Energy Consumption | 37623.7833 | 48409.1238 | 40984.29 | 27299.2741 | 29985.6947 | 37085.4373 | 37336.0826 | 42350.0194 | 40700.6817 | 42800.8905 | 45243.6609 | 0.85919 | -3.0764 | 2.2166 | 0.86658 | 1.0638
Final Energy Consumption - Industry | 0 | 0 | 0 | 1106.4693 | 1568.2044 | 3148.0252 | 4240.8958 | 7492.5233 | 8690.4097 | 11796.2274 | 14618.9893 | 0 | 0 | 10.4601 | 7.4381 | 5.3386
Iron and Steel | 0 | 0 | 0 | 0 | 18.2249 | 205.921 | 239.6407 | 264.309 | 314.7966 | 376.5948 | 479.5913 | 0 | 0 | 29.3867 | 2.7654 | 4.3
Non-Ferrous Metals | 0 | 0 | 0 | 0 | 2.9952 | 18.8209 | 34.7659 | 45.2336 | 81.1861 | 146.225 | 267.846 | 0 | 0 | 27.7829 | 8.8511 | 12.6783
Chemicals Industry | 0 | 0 | 0 | 0 | 27.6492 | 1037.4174 | 1462.2212 | 3840.8935 | 4420.1143 | 6915.2089 | 9206.9583 | 0 | 0 | 48.7076 | 11.6971 | 7.6139
Non-Metallic Mineral Products | 0 | 0 | 0 | 0 | 0.56661 | 13.8896 | 45.6714 | 112.5059 | 210.6908 | 335.9318 | 394.924 | 0 | 0 | 55.1086 | 16.5199 | 6.4846
Pulp, paper and printing | 0 | 0 | 0 | 0 | 106.7131 | 326.9966 | 571.1134 | 898.1857 | 1100.5217 | 1326.4974 | 1543.5682 | 0 | 0 | 18.2634 | 6.7794 | 3.441
Food, Beverages and Tobacco | 0 | 0 | 0 | 0 | 141.3647 | 236.4278 | 485.5497 | 806.055 | 901.42 | 950.44 | 977.9639 | 0 | 0 | 13.133 | 6.3823 | 0.81834
Transport Equipment | 0 | 0 | 0 | 0 | 18.6808 | 35.4045 | 59.086 | 67.348 | 101.1926 | 144.1438 | 159.8606 | 0 | 0 | 12.2041 | 5.5277 | 4.6789
Machinery Equipment | 0 | 0 | 0 | 0 | 2.8604 | 10.9596 | 21.0786 | 40.7366 | 54.5661 | 71.6773 | 76.8471 | 0 | 0 | 22.107 | 9.9786 | 3.4833
Textiles and Leather | 0 | 0 | 0 | 0 | 17.5339 | 17.2134 | 17.5323 | 31.5956 | 36.5718 | 37.4688 | 39.0656 | 0 | 0 | -0.00091982 | 7.6293 | 0.66185
Wood and Wood Products | 0 | 0 | 0 | 0 | 0 | 25.3383 | 29.1554 | 39.5392 | 41.7997 | 40.5063 | 42.1684 | 0 | 0 | 0 | 3.6682 | 0.087859
Other Industrial Sectors | 0 | 0 | 0 | 1106.4693 | 1231.6155 | 1219.6361 | 1275.0812 | 1346.1212 | 1427.5501 | 1451.5333 | 1430.196 | 0 | 0 | 0.34743 | 1.1359 | 0.01852
Final Energy Consumption - Domestic | 37623.7833 | 48409.1238 | 40984.29 | 26192.8049 | 28417.4903 | 33937.412 | 33095.1869 | 34857.4961 | 32010.272 | 31004.6631 | 30624.6716 | 0.85919 | -3.5956 | 1.5355 | -0.33276 | -0.44153
Residential | 19211.9853 | 24719.3476 | 20927.9745 | 16024.062 | 18738.345 | 19383.5221 | 17387.5266 | 18185.4745 | 18058.4928 | 18274.0935 | 18501.2531 | 0.85919 | -1.0991 | -0.7454 | 0.37935 | 0.24252
Services | 11607.4035 | 14934.8148 | 12644.1615 | 9503.5843 | 9029.3194 | 13719.5442 | 14665.9139 | 15199.3421 | 12373.8902 | 11075.2205 | 10364.7434 | 0.85919 | -3.3111 | 4.9701 | -1.685 | -1.7562
Agriculture, Forestry and Fishing | 6804.3944 | 8754.9615 | 7412.154 | 665.1585 | 649.8259 | 834.3457 | 1041.7464 | 1472.6795 | 1577.889 | 1655.3491 | 1758.675 | 0.85919 | -21.6056 | 4.8326 | 4.2393 | 1.0906
Statistical Difference | 0 | 1104.186 | 3698.2227 | 3887.6122 | 0 | 0 | 0 | 0 | 0 | 0 | 0

## Net Generation load
FR: Net generation load (GW) on an hourly basis for the representative day | 2000 | 2005 | 2010 | 2015 | 2020 | 2025 | 2030 | 2035 | 2040 | 2045 | 2050
0:00 | 55.0063 | 58.3287 | 56.4618 | 55.9265 | 52.6056 | 53.3299 | 54.8011 | 55.9921 | 57.7179 | 60.1411 | 62.8729
1:00 | 54.6926 | 57.6982 | 55.0362 | 54.3984 | 51.2139 | 51.9854 | 53.4178 | 54.5911 | 56.2701 | 58.6226 | 61.3343
2:00 | 52.8277 | 55.543 | 52.186 | 51.3268 | 48.2812 | 49.0927 | 50.5835 | 51.7846 | 53.4653 | 55.7041 | 58.3094
3:00 | 50.6433 | 53.0773 | 49.6491 | 48.9511 | 46.2573 | 47.1813 | 48.7057 | 49.8957 | 51.5053 | 53.651 | 56.1097
4:00 | 50.0017 | 52.4216 | 48.9487 | 48.6981 | 45.9935 | 46.9681 | 48.4595 | 49.6511 | 51.3403 | 53.5048 | 55.9318
5:00 | 53.9161 | 56.5536 | 52.9846 | 52.0724 | 49.2322 | 50.0594 | 51.4893 | 52.5888 | 54.1444 | 56.2717 | 58.7495
6:00 | 58.6354 | 61.8251 | 58.8855 | 57.594 | 54.1027 | 54.6612 | 55.977 | 56.9053 | 58.2773 | 60.3874 | 62.9215
7:00 | 61.5232 | 65.3489 | 63.4921 | 63.3026 | 59.6781 | 60.1561 | 61.1693 | 61.9768 | 63.1032 | 65.1916 | 67.7579
8:00 | 62.4082 | 66.1241 | 65.0357 | 67.1309 | 63.5415 | 64.3106 | 65.4545 | 66.3634 | 67.7575 | 70.3868 | 73.4817
9:00 | 63.5376 | 67.9531 | 68.509 | 69.813 | 65.8842 | 66.2203 | 67.3401 | 68.2282 | 69.869 | 73.191 | 76.6602
10:00 | 62.958 | 67.7706 | 68.9543 | 70.3764 | 66.1195 | 66.4072 | 67.4845 | 68.3746 | 70.0812 | 73.3716 | 76.9379
11:00 | 63.171 | 68.1733 | 69.6565 | 71.3893 | 66.9874 | 67.3956 | 68.3771 | 69.2558 | 71.0008 | 74.1226 | 77.6322
12:00 | 63.4572 | 68.5536 | 70.0168 | 71.7863 | 67.3358 | 67.892 | 68.9116 | 69.8436 | 71.6973 | 74.9676 | 78.6549
13:00 | 61.2999 | 66.0554 | 66.9021 | 68.6311 | 64.8436 | 65.5039 | 66.5143 | 67.4768 | 69.7402 | 73.0072 | 76.7061
14:00 | 59.1782 | 63.7993 | 64.1421 | 65.7256 | 62.1065 | 62.7692 | 63.8629 | 64.8927 | 66.8313 | 69.9711 | 73.5255
15:00 | 57.221 | 61.5375 | 61.4128 | 62.6499 | 59.2668 | 59.9155 | 61.0294 | 61.9888 | 63.7738 | 66.6569 | 69.9134
16:00 | 56.9008 | 60.8534 | 60.1556 | 60.8973 | 57.7525 | 58.2128 | 59.3092 | 60.1123 | 61.61 | 64.1148 | 66.9715
17:00 | 59.8866 | 64.0186 | 64.2354 | 63.9135 | 60.7131 | 61.3322 | 62.5315 | 63.2233 | 64.4381 | 66.7265 | 69.3552
18:00 | 63.5444 | 68.4158 | 69.985 | 69.003 | 64.6921 | 65.4273 | 66.7213 | 67.4328 | 68.5904 | 70.8584 | 73.4496
19:00 | 64.1408 | 68.3825 | 69.4427 | 68.4448 | 64.1517 | 65.0181 | 66.3064 | 67.057 | 68.1922 | 70.4713 | 73.0786
20:00 | 59.3146 | 62.9791 | 63.1875 | 62.3588 | 58.5412 | 59.3387 | 60.6871 | 61.5708 | 62.8699 | 65.1484 | 67.6491
21:00 | 57.2338 | 60.7891 | 60.366 | 59.4159 | 55.7677 | 56.5356 | 57.9254 | 58.9675 | 60.4684 | 62.7894 | 65.3014
22:00 | 61.7603 | 65.8141 | 66.1414 | 64.9546 | 61.1891 | 61.7815 | 63.2958 | 64.444 | 66.1045 | 68.6518 | 71.4849
23:00 | 60.4797 | 64.6612 | 64.6718 | 63.2876 | 59.3692 | 59.9725 | 61.6048 | 62.7622 | 64.4581 | 67.0045 | 69.9024
System characteristics (representative day)
Capacity in operation / Installed capacity | 0.73888 | 0.81932 | 0.78109 | 0.80718 | 0.7964 | 0.77748 | 0.83801 | 0.98446 | 0.95042 | 0.95959 | 0.94968
Reserve margin (net installed capacity / peak) | 1.7929 | 1.6954 | 1.7796 | 1.8109 | 2.2265 | 2.2002 | 2.1239 | 1.9677 | 2.2872 | 2.3261 | 2.4069
Capacity in operation / Peak | 1.3248 | 1.389 | 1.39 | 1.4617 | 1.7732 | 1.7106 | 1.7798 | 1.9371 | 2.1738 | 2.2321 | 2.2858
Load factor | 0.91838 | 0.91575 | 0.88697 | 0.86602 | 0.86979 | 0.87238 | 0.87791 | 0.88017 | 0.87945 | 0.87533 | 0.87126

## Gross Electricity Generation
FR: Gross electricity generation (GWh) | 2000 | 2005 | 2010 | 2015 | 2020 | 2025 | 2030 | 2035 | 2040 | 2045 | 2050 | 00-'10 | 10-'20 | 20-'30 | 30-'40 | 40-'50
Total | 539856.1768 | 575959.5212 | 568997.9118 | 568354.0629 | 529942.1814 | 535577.9389 | 546478.1729 | 552996.14 | 567562.1805 | 589983.9881 | 620091.3809 | 0.52712 | -0.70857 | 0.30774 | 0.37928 | 0.88909
Nuclear | 415087.3647 | 451447.8703 | 428443.9912 | 437349.1795 | 395435.4835 | 385084.2523 | 384475.4876 | 269630.3764 | 265477.0946 | 263377.5941 | 237086.45 | 0.31721 | -0.79852 | -0.28068 | -3.6358 | -1.1247
Nuclear - current | 415087.3647 | 451447.8703 | 428443.9912 | 437349.1795 | 395435.4835 | 385084.2523 | 384475.4876 | 269630.3764 | 265477.0946 | 263377.5941 | 237086.45 | 0.31721 | -0.79852 | -0.28068 | -3.6358 | -1.1247
Nuclear III | 0 | 0 | 0 | 0 | 0 | 0 | 0 | 0 | 0 | 0 | 0 | 0 | 0 | 0 | 0 | 0
Nuclear IV | 0 | 0 | 0 | 0 | 0 | 0 | 0 | 0 | 0 | 0 | 0 | 0 | 0 | 0 | 0 | 0
Conventional thermal | 53089.3502 | 66734.9679 | 61998.8402 | 42623.424 | 9570.2677 | 14770.4705 | 10712.5985 | 91370.6916 | 36579.9524 | 19415.2867 | 39226.789 | 1.5635 | -17.0428 | 1.134 | 13.0667 | 0.70104
Coal fired | 29645.671 | 27927.8514 | 20835.1974 | 9857.2603 | 538.5787 | 6016.5303 | 2635.409 | 91.1962 | 39.3252 | 0 | 0 | -3.4653 | -30.6183 | 17.2087 | -34.3277 | 0
Integrated gasification combined cycle | 0 | 0 | 0 | 0 | 0 | 0 | 0 | 0 | 0 | 0 | 0 | 0 | 0 | 0 | 0 | 0
Supercritical steam turbine | 0 | 0 | 0 | 0 | 0 | 0 | 0 | 0 | 0 | 0 | 0 | 0 | 0 | 0 | 0 | 0
Fluidized bed combustion | 85.9599 | 2458.8865 | 2581.212 | 75.175 | 510.3877 | 1233.2935 | 0 | 0 | 0 | 0 | 0 | 40.5247 | -14.9631 | 0 | 0 | 0
Steam turbine | 29559.7111 | 25468.9649 | 18253.9854 | 9782.0853 | 28.191 | 4783.2368 | 2635.409 | 91.1962 | 39.3252 | 0 | 0 | -4.706 | -47.655 | 57.425 | -34.3277 | 0
Lignite fired | 0 | 0 | 0 | 0 | 0 | 0 | 0 | 0 | 0 | 0 | 0 | 0 | 0 | 0 | 0 | 0
Integrated gasification combined cycle | 0 | 0 | 0 | 0 | 0 | 0 | 0 | 0 | 0 | 0 | 0 | 0 | 0 | 0 | 0 | 0
Supercritical steam turbine | 0 | 0 | 0 | 0 | 0 | 0 | 0 | 0 | 0 | 0 | 0 | 0 | 0 | 0 | 0 | 0
Fluidized bed combustion | 0 | 0 | 0 | 0 | 0 | 0 | 0 | 0 | 0 | 0 | 0 | 0 | 0 | 0 | 0 | 0
Steam turbine | 0 | 0 | 0 | 0 | 0 | 0 | 0 | 0 | 0 | 0 | 0 | 0 | 0 | 0 | 0 | 0
Gas fired | 12430.436 | 23417.6692 | 27481.7227 | 21653.5198 | 4066.1729 | 3662.8356 | 2768.816 | 76795.0826 | 23547.9012 | 11189.434 | 34875.9287 | 8.2569 | -17.3935 | -3.7699 | 23.8699 | 4.0058
Gas turbine combined cycle | 4644.5731 | 17197.1049 | 22851.6494 | 18233.3837 | 3365.235 | 2551.7399 | 1959.5549 | 71530.6192 | 18282.3281 | 7149.6393 | 34839.762 | 17.2728 | -17.4324 | -5.2642 | 25.0223 | 6.6607
Gas turbine | 3864.8562 | 2213.9868 | 1853.9576 | 1615.8492 | 44.9708 | 39.6077 | 31.5685 | 114.4125 | 0 | 0 | 0 | -7.0827 | -31.0581 | -3.4767 | 0 | 0
Steam turbine | 3223.9449 | 3720.7572 | 2711.096 | 1776.0436 | 640.3767 | 1056.5317 | 765.1114 | 5135.5128 | 5265.5731 | 4039.7947 | 36.1666 | -1.7176 | -13.4376 | 1.7956 | 21.2752 | -39.2304
Internal combustion engine | 697.0618 | 285.8202 | 65.0197 | 28.2434 | 15.5904 | 14.9562 | 12.5813 | 14.538 | 0 | 0 | 0 | -21.1181 | -13.3076 | -2.1216 | 0 | 0
Derived gas fired | 3201.0058 | 2613.8239 | 2122.5306 | 2306.5095 | 2540.1882 | 3093.105 | 3455.5235 | 3634.8216 | 3791.9509 | 3763.0035 | 3019.2597 | -4.0253 | 1.8125 | 3.1252 | 0.9334 | -2.2529
Refinery gas fired | 46.5783 | 41.1559 | 507.2248 | 340.526 | 393.6697 | 408.02 | 415.3095 | 433.1125 | 425.6088 | 414.9303 | 402.2321 | 26.9702 | -2.5026 | 0.53655 | 0.24527 | -0.56332
Diesel oil fired | 309.201 | 543.0018 | 672.1043 | 392.2433 | 21.8399 | 10.9443 | 7.3062 | 0.95534 | 0 | 0 | 0 | 8.0736 | -29.0126 | -10.3719 | 0 | 0
Gas turbine combined cycle | 0 | 0 | 0 | 0 | 0 | 0 | 0 | 0 | 0 | 0 | 0 | 0 | 0 | 0 | 0 | 0
Gas turbine | 309.201 | 530.6669 | 672.0633 | 390.1428 | 21.8399 | 4.7525 | 5.3955 | 0 | 0 | 0 | 0 | 8.0729 | -29.0121 | -13.0483 | 0 | 0
Steam turbine | 0 | 0 | 0 | 0 | 0 | 0 | 0 | 0 | 0 | 0 | 0 | 0 | 0 | 0 | 0 | 0
Internal combustion engine | 0 | 12.3349 | 0.041029 | 2.1005 | 0 | 6.1918 | 1.9107 | 0.95534 | 0 | 0 | 0 | 0 | 0 | 0 | 0 | 0
Fuel Oil fired | 4743.0084 | 7321.5777 | 4895.4956 | 1129.7384 | 94.7774 | 24.9624 | 59.8899 | 32.7342 | 0 | 0 | 0 | 0.31694 | -32.5952 | -4.4865 | 0 | 0
Integrated gasification combined cycle | 0 | 0 | 0 | 0 | 0 | 0 | 0 | 0 | 0 | 0 | 0 | 0 | 0 | 0 | 0 | 0
Supercritical steam turbine | 0 | 0 | 0 | 0 | 0 | 0 | 0 | 0 | 0 | 0 | 0 | 0 | 0 | 0 | 0 | 0
Steam turbine | 4743.0084 | 7321.5777 | 4895.4956 | 1129.7384 | 94.7774 | 24.9624 | 59.8899 | 32.7342 | 0 | 0 | 0 | 0.31694 | -32.5952 | -4.4865 | 0 | 0
Solid biomass & waste fired | 2713.4497 | 4869.8881 | 5484.5648 | 6943.6267 | 1915.0409 | 1554.0729 | 1370.3444 | 10382.7891 | 8775.1664 | 4047.9189 | 929.3685 | 7.2907 | -9.9873 | -3.2914 | 20.4045 | -20.1098
Integrated gasification combined cycle | 0 | 0 | 0 | 0 | 0 | 0 | 0 | 0 | 0 | 0 | 0 | 0 | 0 | 0 | 0 | 0
Fluidized bed combustion | 2581.9663 | 4795.5876 | 5288.7714 | 6390.1577 | 1915.0409 | 1320.4295 | 1095.7235 | 8794.412 | 6191.2043 | 2152.4425 | 929.3685 | 7.4337 | -9.6595 | -5.4302 | 18.907 | -17.2741
Steam turbine | 131.4834 | 74.3005 | 195.7934 | 553.469 | 0 | 233.6434 | 274.6209 | 1588.3771 | 2583.9622 | 1895.4764 | 0 | 4.0621 | 0 | 0 | 25.1282 | 0
Fuel cells | 0 | 0 | 0 | 0 | 0 | 0 | 0 | 0 | 0 | 0 | 0 | 0 | 0 | 0 | 0 | 0
Natural gas fuel cell power plant | 0 | 0 | 0 | 0 | 0 | 0 | 0 | 0 | 0 | 0 | 0 | 0 | 0 | 0 | 0 | 0
Hydrogen fuel cell power plant | 0 | 0 | 0 | 0 | 0 | 0 | 0 | 0 | 0 | 0 | 0 | 0 | 0 | 0 | 0 | 0
Wind | 48.0469 | 961.7713 | 9943.2102 | 21245.0648 | 51567.0986 | 54162.9293 | 67014.9724 | 90318.1703 | 131755.4616 | 159335.6847 | 181808.7998 | 70.4457 | 17.8921 | 2.655 | 6.9941 | 3.2725
Onshore | 48.0469 | 961.7713 | 9943.2102 | 21245.0648 | 51030.7656 | 52977.0265 | 60591.741 | 73246.4867 | 93965.4076 | 109488.9849 | 123483.6903 | 70.4457 | 17.7689 | 1.7321 | 4.4854 | 2.7695
Offshore | 0 | 0 | 0 | 0 | 536.333 | 1185.9028 | 6423.2313 | 17071.6836 | 37790.0541 | 49846.6998 | 58325.1095 | 0 | 0 | 28.1834 | 19.3885 | 4.4354
Solar photovoltaics | 5.2768 | 10.5537 | 619.8884 | 7258.4157 | 18304.0777 | 19144.2992 | 23977.6544 | 34708.2064 | 61456.0864 | 76165.8806 | 89967.3725 | 61.0624 | 40.2889 | 2.7368 | 9.8692 | 3.8848
Solar thermal | 0 | 0 | 0 | 0 | 0 | 0 | 0 | 0 | 0 | 0 | 0 | 0 | 0 | 0 | 0 | 0
Geothermal | 0 | 0 | 0 | 0 | 0 | 0 | 0 | 0 | 0 | 0 | 0 | 0 | 0 | 0 | 0 | 0
Tide, wave and ocean | 506.8532 | 481.0245 | 476.0254 | 486.8568 | 505.2712 | 505.2712 | 505.2712 | 505.2712 | 505.2712 | 505.2712 | 1020.4498 | -0.62554 | 0.59802 | -1.1102e-14 | 0 | 7.282
Tidal | 506.8532 | 481.0245 | 476.0254 | 486.8568 | 505.2712 | 505.2712 | 505.2712 | 505.2712 | 505.2712 | 505.2712 | 1020.4498 | -0.62554 | 0.59802 | -1.1102e-14 | 0 | 7.282
Wave and ocean | 0 | 0 | 0 | 0 | 0 | 0 | 0 | 0 | 0 | 0 | 0 | 0 | 0 | 0 | 0 | 0
Hydro | 66351.1124 | 51470.7353 | 62701.7692 | 54430.2026 | 49798.9861 | 57155.3684 | 55019.0421 | 61697.1949 | 67009.7189 | 66405.4901 | 66202.7254 | -0.56411 | -2.2776 | 1.0018 | 1.9911 | -0.12109
Run-of-river | 33935.0636 | 29109.6435 | 33334.2006 | 30613.916 | 27663.3109 | 35494.5004 | 36471.5067 | 37638.1495 | 38632.3038 | 38277.5921 | 38865.7778 | -0.17849 | -1.8475 | 2.8028 | 0.57723 | 0.060271
Reservoirs (dams) | 32416.0488 | 22361.0918 | 29367.5686 | 23816.2866 | 22135.6752 | 21660.868 | 18547.5355 | 24059.0454 | 28377.4151 | 28127.8979 | 27336.9475 | -0.98277 | -2.7874 | -1.753 | 4.3443 | -0.37285
Pump storage | 4768.1726 | 4852.5982 | 4814.1871 | 4960.9195 | 4760.9966 | 4755.348 | 4773.1467 | 4766.2291 | 4778.5953 | 4778.7807 | 4778.7945 | 0.096087 | -0.11104 | 0.025491 | 0.011409 | 0.0004168
Electricity only | 527550.9927 | 556431.3695 | 550928.9205 | 556584.5106 | 525095.6425 | 530057.2362 | 541494.1144 | 544637.5681 | 562724.2595 | 587222.3297 | 583212.5675 | 0.43454 | -0.4791 | 0.30799 | 0.38532 | 0.35826
Nuclear | 415087.3647 | 451447.8703 | 428443.9912 | 437349.1795 | 395435.4835 | 385084.2523 | 384475.4876 | 269630.3764 | 265477.0946 | 263377.5941 | 237086.45 | 0.31721 | -0.79852 | -0.28068 | -3.6358 | -1.1247
Nuclear - current | 415087.3647 | 451447.8703 | 428443.9912 | 437349.1795 | 395435.4835 | 385084.2523 | 384475.4876 | 269630.3764 | 265477.0946 | 263377.5941 | 237086.45 | 0.31721 | -0.79852 | -0.28068 | -3.6358 | -1.1247
Nuclear III | 0 | 0 | 0 | 0 | 0 | 0 | 0 | 0 | 0 | 0 | 0 | 0 | 0 | 0 | 0 | 0
Nuclear IV | 0 | 0 | 0 | 0 | 0 | 0 | 0 | 0 | 0 | 0 | 0 | 0 | 0 | 0 | 0 | 0
Conventional thermal | 40784.1661 | 47206.8162 | 43929.8489 | 30853.8717 | 4723.7288 | 9249.7677 | 5728.5401 | 83012.1197 | 31742.0314 | 16653.6284 | 2347.9756 | 0.74577 | -19.9885 | 1.9473 | 18.675 | -22.9264
Coal fired | 28537.2098 | 25961.8529 | 19303.3442 | 9735.6652 | 428.231 | 5936.1866 | 2538.648 | 0 | 0 | 0 | 0 | -3.8339 | -31.6711 | 19.4792 | 0 | 0
Integrated gasification combined cycle | 0 | 0 | 0 | 0 | 0 | 0 | 0 | 0 | 0 | 0 | 0 | 0 | 0 | 0 | 0 | 0
Supercritical steam turbine | 0 | 0 | 0 | 0 | 0 | 0 | 0 | 0 | 0 | 0 | 0 | 0 | 0 | 0 | 0 | 0
Fluidized bed combustion | 0 | 2381.9103 | 2536.6748 | 0 | 418.1965 | 1155.8745 | 0 | 0 | 0 | 0 | 0 | 0 | -16.4952 | 0 | 0 | 0
Steam turbine | 28537.2098 | 23579.9426 | 16766.6694 | 9735.6652 | 10.0345 | 4780.3121 | 2538.648 | 0 | 0 | 0 | 0 | -5.1792 | -52.3893 | 73.9045 | 0 | 0
Lignite fired | 0 | 0 | 0 | 0 | 0 | 0 | 0 | 0 | 0 | 0 | 0 | 0 | 0 | 0 | 0 | 0
Integrated gasification combined cycle | 0 | 0 | 0 | 0 | 0 | 0 | 0 | 0 | 0 | 0 | 0 | 0 | 0 | 0 | 0 | 0
Supercritical steam turbine | 0 | 0 | 0 | 0 | 0 | 0 | 0 | 0 | 0 | 0 | 0 | 0 | 0 | 0 | 0 | 0
Fluidized bed combustion | 0 | 0 | 0 | 0 | 0 | 0 | 0 | 0 | 0 | 0 | 0 | 0 | 0 | 0 | 0 | 0
Steam turbine | 0 | 0 | 0 | 0 | 0 | 0 | 0 | 0 | 0 | 0 | 0 | 0 | 0 | 0 | 0 | 0
Gas fired | 2927.4819 | 9354.3962 | 15629.4605 | 15263.5263 | 1542.4842 | 349.1605 | 218.7508 | 73916.27 | 22865.2057 | 11094.7941 | 0 | 18.2347 | -20.6718 | -17.743 | 59.1925 | 0
Gas turbine combined cycle | 817.7724 | 8915.2954 | 15629.4605 | 14185.0092 | 1542.4842 | 321.1312 | 218.7508 | 69619.8021 | 18282.3281 | 7149.6393 | 0 | 34.3171 | -20.6718 | -17.743 | 55.6712 | 0
Gas turbine | 919.1764 | 83.7736 | 0 | 855.9203 | 0 | 0 | 0 | 0 | 0 | 0 | 0 | 0 | 0 | 0 | 0 | 0
Steam turbine | 886.9157 | 355.3272 | 0 | 222.5969 | 0 | 28.0293 | 0 | 4296.4679 | 4582.8776 | 3945.1548 | 0 | 0 | 0 | 0 | 0 | 0
Internal combustion engine | 303.6174 | 0 | 0 | 0 | 0 | 0 | 0 | 0 | 0 | 0 | 0 | 0 | 0 | 0 | 0 | 0
Derived gas fired | 3076.17 | 2515.0175 | 2064.3112 | 2266.9806 | 2437.1816 | 2720.556 | 2794.8879 | 2807.0682 | 2928.6328 | 2801.4994 | 2247.7933 | -3.9104 | 1.6743 | 1.3789 | 0.46853 | -2.6112
Refinery gas fired | 0 | 0 | 0 | 87.4132 | 100.885 | 108.0344 | 104.3352 | 107.8735 | 106.0046 | 103.3449 | 100.1822 | 0 | 0 | 0.33684 | 0.15886 | -0.56332
Diesel oil fired | 309.201 | 529.7039 | 664.3995 | 221.5212 | 16.6017 | 6.1918 | 1.9107 | 0.95534 | 0 | 0 | 0 | 7.9491 | -30.8532 | -19.443 | 0 | 0
Gas turbine combined cycle | 0 | 0 | 0 | 0 | 0 | 0 | 0 | 0 | 0 | 0 | 0 | 0 | 0 | 0 | 0 | 0
Gas turbine | 309.201 | 517.4595 | 664.3995 | 219.4642 | 16.6017 | 0 | 0 | 0 | 0 | 0 | 0 | 7.9491 | -30.8532 | 0 | 0 | 0
Steam turbine | 0 | 0 | 0 | 0 | 0 | 0 | 0 | 0 | 0 | 0 | 0 | 0 | 0 | 0 | 0 | 0
Internal combustion engine | 0 | 12.2444 | 0 | 2.057 | 0 | 6.1918 | 1.9107 | 0.95534 | 0 | 0 | 0 | 0 | 0 | 0 | 0 | 0
Fuel Oil fired | 4743.0084 | 6428.1561 | 4034.93 | 1015.5537 | 35.1218 | 7.7634 | 1.9626 | 0 | 0 | 0 | 0 | -1.6038 | -37.7737 | -25.0578 | 0 | 0
Integrated gasification combined cycle | 0 | 0 | 0 | 0 | 0 | 0 | 0 | 0 | 0 | 0 | 0 | 0 | 0 | 0 | 0 | 0
Supercritical steam turbine | 0 | 0 | 0 | 0 | 0 | 0 | 0 | 0 | 0 | 0 | 0 | 0 | 0 | 0 | 0 | 0
Steam turbine | 4743.0084 | 6428.1561 | 4034.93 | 1015.5537 | 35.1218 | 7.7634 | 1.9626 | 0 | 0 | 0 | 0 | -1.6038 | -37.7737 | -25.0578 | 0 | 0
Solid biomass & waste fired | 1191.095 | 2417.6896 | 2233.4035 | 2263.2115 | 163.2236 | 121.875 | 68.0449 | 6179.9526 | 5842.1883 | 2653.99 | 0 | 6.4883 | -23.0194 | -8.3777 | 56.0911 | 0
Integrated gasification combined cycle | 0 | 0 | 0 | 0 | 0 | 0 | 0 | 0 | 0 | 0 | 0 | 0 | 0 | 0 | 0 | 0
Fluidized bed combustion | 1191.095 | 2417.6896 | 2160.4779 | 2190.0728 | 163.2236 | 0 | 68.0449 | 4763.6135 | 3596.1155 | 796.8032 | 0 | 6.1354 | -22.7634 | -8.3777 | 48.6975 | 0
Steam turbine | 0 | 0 | 72.9256 | 73.1387 | 0 | 121.875 | 0 | 1416.3391 | 2246.0728 | 1857.1868 | 0 | 0 | 0 | 0 | 0 | 0
Fuel cells | 0 | 0 | 0 | 0 | 0 | 0 | 0 | 0 | 0 | 0 | 0 | 0 | 0 | 0 | 0 | 0
Natural gas fuel cell power plant | 0 | 0 | 0 | 0 | 0 | 0 | 0 | 0 | 0 | 0 | 0 | 0 | 0 | 0 | 0 | 0
Hydrogen fuel cell power plant | 0 | 0 | 0 | 0 | 0 | 0 | 0 | 0 | 0 | 0 | 0 | 0 | 0 | 0 | 0 | 0
Wind | 48.0469 | 961.7713 | 9943.2102 | 21245.0648 | 51567.0986 | 54162.9293 | 67014.9724 | 90318.1703 | 131755.4616 | 159335.6847 | 181808.7998 | 70.4457 | 17.8921 | 2.655 | 6.9941 | 3.2725
Onshore | 48.0469 | 961.7713 | 9943.2102 | 21245.0648 | 51030.7656 | 52977.0265 | 60591.741 | 73246.4867 | 93965.4076 | 109488.9849 | 123483.6903 | 70.4457 | 17.7689 | 1.7321 | 4.4854 | 2.7695
Offshore | 0 | 0 | 0 | 0 | 536.333 | 1185.9028 | 6423.2313 | 17071.6836 | 37790.0541 | 49846.6998 | 58325.1095 | 0 | 0 | 28.1834 | 19.3885 | 4.4354
Solar photovoltaics | 5.2768 | 10.5537 | 619.8884 | 7258.4157 | 18304.0777 | 19144.2992 | 23977.6544 | 34708.2064 | 61456.0864 | 76165.8806 | 89967.3725 | 61.0624 | 40.2889 | 2.7368 | 9.8692 | 3.8848
Solar thermal | 0 | 0 | 0 | 0 | 0 | 0 | 0 | 0 | 0 | 0 | 0 | 0 | 0 | 0 | 0 | 0
Geothermal | 0 | 0 | 0 | 0 | 0 | 0 | 0 | 0 | 0 | 0 | 0 | 0 | 0 | 0 | 0 | 0
Tide, wave and ocean | 506.8532 | 481.0245 | 476.0254 | 486.8568 | 505.2712 | 505.2712 | 505.2712 | 505.2712 | 505.2712 | 505.2712 | 1020.4498 | -0.62554 | 0.59802 | -1.1102e-14 | 0 | 7.282
Tidal | 506.8532 | 481.0245 | 476.0254 | 486.8568 | 505.2712 | 505.2712 | 505.2712 | 505.2712 | 505.2712 | 505.2712 | 1020.4498 | -0.62554 | 0.59802 | -1.1102e-14 | 0 | 7.282
Wave and ocean | 0 | 0 | 0 | 0 | 0 | 0 | 0 | 0 | 0 | 0 | 0 | 0 | 0 | 0 | 0 | 0
Hydro | 66351.1124 | 51470.7353 | 62701.7692 | 54430.2026 | 49798.9861 | 57155.3684 | 55019.0421 | 61697.1949 | 67009.7189 | 66405.4901 | 66202.7254 | -0.56411 | -2.2776 | 1.0018 | 1.9911 | -0.12109
Run-of-river | 33935.0636 | 29109.6435 | 33334.2006 | 30613.916 | 27663.3109 | 35494.5004 | 36471.5067 | 37638.1495 | 38632.3038 | 38277.5921 | 38865.7778 | -0.17849 | -1.8475 | 2.8028 | 0.57723 | 0.060271
Reservoirs (dams) | 32416.0488 | 22361.0918 | 29367.5686 | 23816.2866 | 22135.6752 | 21660.868 | 18547.5355 | 24059.0454 | 28377.4151 | 28127.8979 | 27336.9475 | -0.98277 | -2.7874 | -1.753 | 4.3443 | -0.37285
Pump storage | 4768.1726 | 4852.5982 | 4814.1871 | 4960.9195 | 4760.9966 | 4755.348 | 4773.1467 | 4766.2291 | 4778.5953 | 4778.7807 | 4778.7945 | 0.096087 | -0.11104 | 0.025491 | 0.011409 | 0.0004168
CHP power plants | 12305.1841 | 19528.1517 | 18068.9913 | 11769.5523 | 4846.5389 | 5520.7027 | 4984.0585 | 8358.5719 | 4837.921 | 2761.6583 | 2039.0514 | 3.9165 | -12.3302 | 0.28019 | -0.29715 | -8.2773
Nuclear | 0 | 0 | 0 | 0 | 0 | 0 | 0 | 0 | 0 | 0 | 0 | 0 | 0 | 0 | 0 | 0
Nuclear - current | 0 | 0 | 0 | 0 | 0 | 0 | 0 | 0 | 0 | 0 | 0 | 0 | 0 | 0 | 0 | 0
Nuclear III | 0 | 0 | 0 | 0 | 0 | 0 | 0 | 0 | 0 | 0 | 0 | 0 | 0 | 0 | 0 | 0
Nuclear IV | 0 | 0 | 0 | 0 | 0 | 0 | 0 | 0 | 0 | 0 | 0 | 0 | 0 | 0 | 0 | 0
Conventional thermal | 12305.1841 | 19528.1517 | 18068.9913 | 11769.5523 | 4846.5389 | 5520.7027 | 4984.0585 | 8358.5719 | 4837.921 | 2761.6583 | 2039.0514 | 3.9165 | -12.3302 | 0.28019 | -0.29715 | -8.2773
Coal fired | 1108.4612 | 1965.9984 | 1531.8532 | 121.595 | 110.3477 | 80.3437 | 96.761 | 91.1962 | 39.3252 | 0 | 0 | 3.288 | -23.1304 | -1.3053 | -8.6103 | 0
Integrated gasification combined cycle | 0 | 0 | 0 | 0 | 0 | 0 | 0 | 0 | 0 | 0 | 0 | 0 | 0 | 0 | 0 | 0
Supercritical steam turbine | 0 | 0 | 0 | 0 | 0 | 0 | 0 | 0 | 0 | 0 | 0 | 0 | 0 | 0 | 0 | 0
Fluidized bed combustion | 85.9599 | 76.9761 | 44.5372 | 75.175 | 92.1912 | 77.419 | 0 | 0 | 0 | 0 | 0 | -6.364 | 7.5466 | 0 | 0 | 0
Steam turbine | 1022.5013 | 1889.0223 | 1487.316 | 46.42 | 18.1566 | 2.9246 | 96.761 | 91.1962 | 39.3252 | 0 | 0 | 3.8183 | -35.633 | 18.2134 | -8.6103 | 0
Lignite fired | 0 | 0 | 0 | 0 | 0 | 0 | 0 | 0 | 0 | 0 | 0 | 0 | 0 | 0 | 0 | 0
Integrated gasification combined cycle | 0 | 0 | 0 | 0 | 0 | 0 | 0 | 0 | 0 | 0 | 0 | 0 | 0 | 0 | 0 | 0
Supercritical steam turbine | 0 | 0 | 0 | 0 | 0 | 0 | 0 | 0 | 0 | 0 | 0 | 0 | 0 | 0 | 0 | 0
Fluidized bed combustion | 0 | 0 | 0 | 0 | 0 | 0 | 0 | 0 | 0 | 0 | 0 | 0 | 0 | 0 | 0 | 0
Steam turbine | 0 | 0 | 0 | 0 | 0 | 0 | 0 | 0 | 0 | 0 | 0 | 0 | 0 | 0 | 0 | 0
Gas fired | 9502.9541 | 14063.273 | 11852.2622 | 6389.9935 | 2523.6887 | 3313.6751 | 2550.0652 | 2878.8126 | 682.6955 | 94.64 | 36.1666 | 2.2337 | -14.331 | 0.10403 | -12.3468 | -25.4568
Gas turbine combined cycle | 3826.8008 | 8281.8095 | 7222.1889 | 4048.3745 | 1822.7508 | 2230.6087 | 1740.8041 | 1910.8171 | 0 | 0 | 0 | 6.5573 | -12.8623 | -0.45894 | 0 | 0
Gas turbine | 2945.6798 | 2130.2132 | 1853.9576 | 759.9289 | 44.9708 | 39.6077 | 31.5685 | 114.4125 | 0 | 0 | 0 | -4.5246 | -31.0581 | -3.4767 | 0 | 0
Steam turbine | 2337.0292 | 3365.43 | 2711.096 | 1553.4468 | 640.3767 | 1028.5025 | 765.1114 | 839.0449 | 682.6955 | 94.64 | 36.1666 | 1.4958 | -13.4376 | 1.7956 | -1.1333 | -25.4568
Internal combustion engine | 393.4444 | 285.8202 | 65.0197 | 28.2434 | 15.5904 | 14.9562 | 12.5813 | 14.538 | 0 | 0 | 0 | -16.4751 | -13.3076 | -2.1216 | 0 | 0
Derived gas fired | 124.8358 | 98.8064 | 58.2194 | 39.5289 | 103.0067 | 372.549 | 660.6356 | 827.7534 | 863.318 | 961.5041 | 771.4664 | -7.3441 | 5.8717 | 20.4231 | 2.7119 | -1.1186
Refinery gas fired | 46.5783 | 41.1559 | 507.2248 | 253.1128 | 292.7847 | 299.9856 | 310.9743 | 325.239 | 319.6042 | 311.5854 | 302.0499 | 26.9702 | -5.3469 | 0.60455 | 0.27411 | -0.56332
Diesel oil fired | 0 | 13.2979 | 7.7048 | 170.7221 | 5.2382 | 4.7525 | 5.3955 | 0 | 0 | 0 | 0 | 0 | -3.7851 | 0.29633 | 0 | 0
Gas turbine combined cycle | 0 | 0 | 0 | 0 | 0 | 0 | 0 | 0 | 0 | 0 | 0 | 0 | 0 | 0 | 0 | 0
Gas turbine | 0 | 13.2074 | 7.6638 | 170.6786 | 5.2382 | 4.7525 | 5.3955 | 0 | 0 | 0 | 0 | 0 | -3.7337 | 0.29633 | 0 | 0
Steam turbine | 0 | 0 | 0 | 0 | 0 | 0 | 0 | 0 | 0 | 0 | 0 | 0 | 0 | 0 | 0 | 0
Internal combustion engine | 0 | 0.090482 | 0.041029 | 0.043474 | 0 | 0 | 0 | 0 | 0 | 0 | 0 | 0 | 0 | 0 | 0 | 0
Fuel Oil fired | 0 | 893.4216 | 860.5656 | 114.1847 | 59.6556 | 17.199 | 57.9273 | 32.7342 | 0 | 0 | 0 | 0 | -23.4251 | -0.29356 | 0 | 0
Integrated gasification combined cycle | 0 | 0 | 0 | 0 | 0 | 0 | 0 | 0 | 0 | 0 | 0 | 0 | 0 | 0 | 0 | 0
Supercritical steam turbine | 0 | 0 | 0 | 0 | 0 | 0 | 0 | 0 | 0 | 0 | 0 | 0 | 0 | 0 | 0 | 0
Steam turbine | 0 | 893.4216 | 860.5656 | 114.1847 | 59.6556 | 17.199 | 57.9273 | 32.7342 | 0 | 0 | 0 | 0 | -23.4251 | -0.29356 | 0 | 0
Solid biomass & waste fired | 1522.3547 | 2452.1985 | 3251.1613 | 4680.4152 | 1751.8173 | 1432.1979 | 1302.2995 | 4202.8365 | 2932.9781 | 1393.9289 | 929.3685 | 7.8828 | -5.9963 | -2.9217 | 8.4576 | -10.8569
Integrated gasification combined cycle | 0 | 0 | 0 | 0 | 0 | 0 | 0 | 0 | 0 | 0 | 0 | 0 | 0 | 0 | 0 | 0
Fluidized bed combustion | 1390.8713 | 2377.898 | 3128.2936 | 4200.0849 | 1751.8173 | 1320.4295 | 1027.6786 | 4030.7985 | 2595.0888 | 1355.6392 | 929.3685 | 8.4431 | -5.6334 | -5.1938 | 9.7058 | -9.7591
Steam turbine | 131.4834 | 74.3005 | 122.8678 | 480.3303 | 0 | 111.7684 | 274.6209 | 172.038 | 337.8893 | 38.2897 | 0 | -0.67543 | 0 | 0 | 2.0949 | 0
Electricity only equipped with CCS | 0 | 0 | 0 | 0 | 0 | 0 | 0 | 0 | 0 | 0 | 34839.762 | 0 | 0 | 0 | 0 | 0
Conventional thermal | 0 | 0 | 0 | 0 | 0 | 0 | 0 | 0 | 0 | 0 | 34839.762 | 0 | 0 | 0 | 0 | 0
Coal fired | 0 | 0 | 0 | 0 | 0 | 0 | 0 | 0 | 0 | 0 | 0 | 0 | 0 | 0 | 0 | 0
Integrated gasification combined cycle | 0 | 0 | 0 | 0 | 0 | 0 | 0 | 0 | 0 | 0 | 0 | 0 | 0 | 0 | 0 | 0
Supercritical steam turbine | 0 | 0 | 0 | 0 | 0 | 0 | 0 | 0 | 0 | 0 | 0 | 0 | 0 | 0 | 0 | 0
Fluidized bed combustion | 0 | 0 | 0 | 0 | 0 | 0 | 0 | 0 | 0 | 0 | 0 | 0 | 0 | 0 | 0 | 0
Steam turbine | 0 | 0 | 0 | 0 | 0 | 0 | 0 | 0 | 0 | 0 | 0 | 0 | 0 | 0 | 0 | 0
Lignite fired | 0 | 0 | 0 | 0 | 0 | 0 | 0 | 0 | 0 | 0 | 0 | 0 | 0 | 0 | 0 | 0
Integrated gasification combined cycle | 0 | 0 | 0 | 0 | 0 | 0 | 0 | 0 | 0 | 0 | 0 | 0 | 0 | 0 | 0 | 0
Supercritical steam turbine | 0 | 0 | 0 | 0 | 0 | 0 | 0 | 0 | 0 | 0 | 0 | 0 | 0 | 0 | 0 | 0
Fluidized bed combustion | 0 | 0 | 0 | 0 | 0 | 0 | 0 | 0 | 0 | 0 | 0 | 0 | 0 | 0 | 0 | 0
Steam turbine | 0 | 0 | 0 | 0 | 0 | 0 | 0 | 0 | 0 | 0 | 0 | 0 | 0 | 0 | 0 | 0
Gas fired | 0 | 0 | 0 | 0 | 0 | 0 | 0 | 0 | 0 | 0 | 34839.762 | 0 | 0 | 0 | 0 | 0
Gas turbine combined cycle | 0 | 0 | 0 | 0 | 0 | 0 | 0 | 0 | 0 | 0 | 34839.762 | 0 | 0 | 0 | 0 | 0
Gas turbine | 0 | 0 | 0 | 0 | 0 | 0 | 0 | 0 | 0 | 0 | 0 | 0 | 0 | 0 | 0 | 0
Steam turbine | 0 | 0 | 0 | 0 | 0 | 0 | 0 | 0 | 0 | 0 | 0 | 0 | 0 | 0 | 0 | 0
Internal combustion engine | 0 | 0 | 0 | 0 | 0 | 0 | 0 | 0 | 0 | 0 | 0 | 0 | 0 | 0 | 0 | 0
Derived gas fired | 0 | 0 | 0 | 0 | 0 | 0 | 0 | 0 | 0 | 0 | 0 | 0 | 0 | 0 | 0 | 0
Refinery gas fired | 0 | 0 | 0 | 0 | 0 | 0 | 0 | 0 | 0 | 0 | 0 | 0 | 0 | 0 | 0 | 0
Diesel oil fired | 0 | 0 | 0 | 0 | 0 | 0 | 0 | 0 | 0 | 0 | 0 | 0 | 0 | 0 | 0 | 0
Gas turbine combined cycle | 0 | 0 | 0 | 0 | 0 | 0 | 0 | 0 | 0 | 0 | 0 | 0 | 0 | 0 | 0 | 0
Gas turbine | 0 | 0 | 0 | 0 | 0 | 0 | 0 | 0 | 0 | 0 | 0 | 0 | 0 | 0 | 0 | 0
Steam turbine | 0 | 0 | 0 | 0 | 0 | 0 | 0 | 0 | 0 | 0 | 0 | 0 | 0 | 0 | 0 | 0
Internal combustion engine | 0 | 0 | 0 | 0 | 0 | 0 | 0 | 0 | 0 | 0 | 0 | 0 | 0 | 0 | 0 | 0
Fuel Oil fired | 0 | 0 | 0 | 0 | 0 | 0 | 0 | 0 | 0 | 0 | 0 | 0 | 0 | 0 | 0 | 0
Integrated gasification combined cycle | 0 | 0 | 0 | 0 | 0 | 0 | 0 | 0 | 0 | 0 | 0 | 0 | 0 | 0 | 0 | 0
Supercritical steam turbine | 0 | 0 | 0 | 0 | 0 | 0 | 0 | 0 | 0 | 0 | 0 | 0 | 0 | 0 | 0 | 0
Steam turbine | 0 | 0 | 0 | 0 | 0 | 0 | 0 | 0 | 0 | 0 | 0 | 0 | 0 | 0 | 0 | 0
Solid biomass & waste fired | 0 | 0 | 0 | 0 | 0 | 0 | 0 | 0 | 0 | 0 | 0 | 0 | 0 | 0 | 0 | 0
Integrated gasification combined cycle | 0 | 0 | 0 | 0 | 0 | 0 | 0 | 0 | 0 | 0 | 0 | 0 | 0 | 0 | 0 | 0
Fluidized bed combustion | 0 | 0 | 0 | 0 | 0 | 0 | 0 | 0 | 0 | 0 | 0 | 0 | 0 | 0 | 0 | 0
Steam turbine | 0 | 0 | 0 | 0 | 0 | 0 | 0 | 0 | 0 | 0 | 0 | 0 | 0 | 0 | 0 | 0
CHP power plants equipped with CCS | 0 | 0 | 0 | 0 | 0 | 0 | 0 | 0 | 0 | 0 | 0 | 0 | 0 | 0 | 0 | 0
Conventional thermal | 0 | 0 | 0 | 0 | 0 | 0 | 0 | 0 | 0 | 0 | 0 | 0 | 0 | 0 | 0 | 0
Coal fired | 0 | 0 | 0 | 0 | 0 | 0 | 0 | 0 | 0 | 0 | 0 | 0 | 0 | 0 | 0 | 0
Integrated gasification combined cycle | 0 | 0 | 0 | 0 | 0 | 0 | 0 | 0 | 0 | 0 | 0 | 0 | 0 | 0 | 0 | 0
Supercritical steam turbine | 0 | 0 | 0 | 0 | 0 | 0 | 0 | 0 | 0 | 0 | 0 | 0 | 0 | 0 | 0 | 0
Fluidized bed combustion | 0 | 0 | 0 | 0 | 0 | 0 | 0 | 0 | 0 | 0 | 0 | 0 | 0 | 0 | 0 | 0
Steam turbine | 0 | 0 | 0 | 0 | 0 | 0 | 0 | 0 | 0 | 0 | 0 | 0 | 0 | 0 | 0 | 0
Lignite fired | 0 | 0 | 0 | 0 | 0 | 0 | 0 | 0 | 0 | 0 | 0 | 0 | 0 | 0 | 0 | 0
Integrated gasification combined cycle | 0 | 0 | 0 | 0 | 0 | 0 | 0 | 0 | 0 | 0 | 0 | 0 | 0 | 0 | 0 | 0
Supercritical steam turbine | 0 | 0 | 0 | 0 | 0 | 0 | 0 | 0 | 0 | 0 | 0 | 0 | 0 | 0 | 0 | 0
Fluidized bed combustion | 0 | 0 | 0 | 0 | 0 | 0 | 0 | 0 | 0 | 0 | 0 | 0 | 0 | 0 | 0 | 0
Steam turbine | 0 | 0 | 0 | 0 | 0 | 0 | 0 | 0 | 0 | 0 | 0 | 0 | 0 | 0 | 0 | 0
Gas fired | 0 | 0 | 0 | 0 | 0 | 0 | 0 | 0 | 0 | 0 | 0 | 0 | 0 | 0 | 0 | 0
Gas turbine combined cycle | 0 | 0 | 0 | 0 | 0 | 0 | 0 | 0 | 0 | 0 | 0 | 0 | 0 | 0 | 0 | 0
Gas turbine | 0 | 0 | 0 | 0 | 0 | 0 | 0 | 0 | 0 | 0 | 0 | 0 | 0 | 0 | 0 | 0
Steam turbine | 0 | 0 | 0 | 0 | 0 | 0 | 0 | 0 | 0 | 0 | 0 | 0 | 0 | 0 | 0 | 0
Internal combustion engine | 0 | 0 | 0 | 0 | 0 | 0 | 0 | 0 | 0 | 0 | 0 | 0 | 0 | 0 | 0 | 0
Derived gas fired | 0 | 0 | 0 | 0 | 0 | 0 | 0 | 0 | 0 | 0 | 0 | 0 | 0 | 0 | 0 | 0
Refinery gas fired | 0 | 0 | 0 | 0 | 0 | 0 | 0 | 0 | 0 | 0 | 0 | 0 | 0 | 0 | 0 | 0
Diesel oil fired | 0 | 0 | 0 | 0 | 0 | 0 | 0 | 0 | 0 | 0 | 0 | 0 | 0 | 0 | 0 | 0
Gas turbine combined cycle | 0 | 0 | 0 | 0 | 0 | 0 | 0 | 0 | 0 | 0 | 0 | 0 | 0 | 0 | 0 | 0
Gas turbine | 0 | 0 | 0 | 0 | 0 | 0 | 0 | 0 | 0 | 0 | 0 | 0 | 0 | 0 | 0 | 0
Steam turbine | 0 | 0 | 0 | 0 | 0 | 0 | 0 | 0 | 0 | 0 | 0 | 0 | 0 | 0 | 0 | 0
Internal combustion engine | 0 | 0 | 0 | 0 | 0 | 0 | 0 | 0 | 0 | 0 | 0 | 0 | 0 | 0 | 0 | 0
Fuel Oil fired | 0 | 0 | 0 | 0 | 0 | 0 | 0 | 0 | 0 | 0 | 0 | 0 | 0 | 0 | 0 | 0
Integrated gasification combined cycle | 0 | 0 | 0 | 0 | 0 | 0 | 0 | 0 | 0 | 0 | 0 | 0 | 0 | 0 | 0 | 0
Supercritical steam turbine | 0 | 0 | 0 | 0 | 0 | 0 | 0 | 0 | 0 | 0 | 0 | 0 | 0 | 0 | 0 | 0
Steam turbine | 0 | 0 | 0 | 0 | 0 | 0 | 0 | 0 | 0 | 0 | 0 | 0 | 0 | 0 | 0 | 0
Solid biomass & waste fired | 0 | 0 | 0 | 0 | 0 | 0 | 0 | 0 | 0 | 0 | 0 | 0 | 0 | 0 | 0 | 0
Integrated gasification combined cycle | 0 | 0 | 0 | 0 | 0 | 0 | 0 | 0 | 0 | 0 | 0 | 0 | 0 | 0 | 0 | 0
Fluidized bed combustion | 0 | 0 | 0 | 0 | 0 | 0 | 0 | 0 | 0 | 0 | 0 | 0 | 0 | 0 | 0 | 0
Steam turbine | 0 | 0 | 0 | 0 | 0 | 0 | 0 | 0 | 0 | 0 | 0 | 0 | 0 | 0 | 0 | 0

## Net Electricity Generation
FR: Net electricity generation (GWh) | 2000 | 2005 | 2010 | 2015 | 2020 | 2025 | 2030 | 2035 | 2040 | 2045 | 2050 | 00-'10 | 10-'20 | 20-'30 | 30-'40 | 40-'50
Total | 516014.4099 | 549937.1973 | 544017.5358 | 544597.5439 | 513053.6122 | 518835.4749 | 529965.1181 | 538513.4962 | 552356.7882 | 574843.7951 | 600312.4713 | 0.52987 | -0.5843 | 0.32483 | 0.41469 | 0.83604
Nuclear | 394178.0251 | 428971.7844 | 406710.8771 | 415747.562 | 378938.1577 | 369018.7735 | 368486.1555 | 258686.1339 | 251918.9217 | 249159.1094 | 223518.8963 | 0.31349 | -0.7048 | -0.27931 | -3.7316 | -1.189
Nuclear - current | 394178.0251 | 428971.7844 | 406710.8771 | 415747.562 | 378938.1577 | 369018.7735 | 368486.1555 | 258686.1339 | 251918.9217 | 249159.1094 | 223518.8963 | 0.31349 | -0.7048 | -0.27931 | -3.7316 | -1.189
Nuclear III | 0 | 0 | 0 | 0 | 0 | 0 | 0 | 0 | 0 | 0 | 0 | 0 | 0 | 0 | 0 | 0
Nuclear IV | 0 | 0 | 0 | 0 | 0 | 0 | 0 | 0 | 0 | 0 | 0 | 0 | 0 | 0 | 0 | 0
Conventional thermal | 50156.9228 | 63188.73 | 58751.5782 | 40468.5226 | 9179.0243 | 14093.4853 | 10188.8758 | 87832.2903 | 34932.7331 | 18493.5784 | 33015.4332 | 1.5942 | -16.9427 | 1.0492 | 13.1125 | -0.5629
Coal fired | 28019.2482 | 26478.6151 | 19759.1133 | 9428.6759 | 510.0446 | 5787.6084 | 2543.8833 | 85.2147 | 36.6216 | 0 | 0 | -3.4325 | -30.628 | 17.4327 | -34.5629 | 0
Integrated gasification combined cycle | 0 | 0 | 0 | 0 | 0 | 0 | 0 | 0 | 0 | 0 | 0 | 0 | 0 | 0 | 0 | 0
Supercritical steam turbine | 0 | 0 | 0 | 0 | 0 | 0 | 0 | 0 | 0 | 0 | 0 | 0 | 0 | 0 | 0 | 0
Fluidized bed combustion | 84.3836 | 2291.9449 | 2395.2337 | 74.3919 | 483.6231 | 1163.941 | 0 | 0 | 0 | 0 | 0 | 39.7362 | -14.785 | 0 | 0 | 0
Steam turbine | 27934.8647 | 24186.6702 | 17363.8796 | 9354.2839 | 26.4215 | 4623.6673 | 2543.8833 | 85.2147 | 36.6216 | 0 | 0 | -4.6436 | -47.7326 | 57.8897 | -34.5629 | 0
Lignite fired | 0 | 0 | 0 | 0 | 0 | 0 | 0 | 0 | 0 | 0 | 0 | 0 | 0 | 0 | 0 | 0
Integrated gasification combined cycle | 0 | 0 | 0 | 0 | 0 | 0 | 0 | 0 | 0 | 0 | 0 | 0 | 0 | 0 | 0 | 0
Supercritical steam turbine | 0 | 0 | 0 | 0 | 0 | 0 | 0 | 0 | 0 | 0 | 0 | 0 | 0 | 0 | 0 | 0
Fluidized bed combustion | 0 | 0 | 0 | 0 | 0 | 0 | 0 | 0 | 0 | 0 | 0 | 0 | 0 | 0 | 0 | 0
Steam turbine | 0 | 0 | 0 | 0 | 0 | 0 | 0 | 0 | 0 | 0 | 0 | 0 | 0 | 0 | 0 | 0
Gas fired | 11677.353 | 22086.1966 | 26013.9115 | 20527.9133 | 3890.2102 | 3493.819 | 2641.1793 | 74129.1045 | 22719.6373 | 10789.2613 | 28925.6484 | 8.3393 | -17.3055 | -3.7984 | 24.011 | 2.4444
Gas turbine combined cycle | 4364.4815 | 16252.0112 | 21644.4936 | 17314.6178 | 3218.6028 | 2430.7921 | 1866.7558 | 69092.393 | 17682.6337 | 6923.1044 | 28891.2901 | 17.3658 | -17.3521 | -5.3017 | 25.212 | 5.0321
Gas turbine | 3667.1123 | 2097.2769 | 1754.0241 | 1517.5043 | 43.1961 | 37.9397 | 30.125 | 108.7063 | 0 | 0 | 0 | -7.1095 | -30.9536 | -3.5398 | 0 | 0
Steam turbine | 2993.6772 | 3470.8791 | 2554.6742 | 1669.171 | 613.5579 | 1010.8361 | 732.2081 | 4914.0263 | 5037.0035 | 3866.1569 | 34.3583 | -1.5733 | -13.2934 | 1.7836 | 21.2701 | -39.2724
Internal combustion engine | 652.0821 | 266.0295 | 60.7195 | 26.6201 | 14.8534 | 14.2511 | 12.0904 | 13.9789 | 0 | 0 | 0 | -21.1317 | -13.134 | -2.0371 | 0 | 0
Derived gas fired | 3038.5343 | 2479.4991 | 2028.5444 | 2222.0527 | 2461.595 | 2906.8777 | 3242.1113 | 3402.0596 | 3548.2299 | 3520.4846 | 2824.6738 | -3.96 | 1.9538 | 2.7924 | 0.90632 | -2.2548
Refinery gas fired | 45.2518 | 40.0028 | 497.5956 | 336.7574 | 389.3321 | 397.1575 | 396.5617 | 411.0378 | 403.9166 | 393.7823 | 381.7314 | 27.0937 | -2.4237 | 0.18416 | 0.18394 | -0.56332
Diesel oil fired | 290.5266 | 511.8391 | 630.7715 | 368.406 | 20.7564 | 10.2524 | 6.7802 | 0.90835 | 0 | 0 | 0 | 8.0609 | -28.9232 | -10.5853 | 0 | 0
Gas turbine combined cycle | 0 | 0 | 0 | 0 | 0 | 0 | 0 | 0 | 0 | 0 | 0 | 0 | 0 | 0 | 0 | 0
Gas turbine | 290.5266 | 500.3331 | 630.7327 | 366.395 | 20.7564 | 4.372 | 4.9635 | 0 | 0 | 0 | 0 | 8.0602 | -28.9227 | -13.3311 | 0 | 0
Steam turbine | 0 | 0 | 0 | 0 | 0 | 0 | 0 | 0 | 0 | 0 | 0 | 0 | 0 | 0 | 0 | 0
Internal combustion engine | 0 | 11.506 | 0.03874 | 2.011 | 0 | 5.8805 | 1.8167 | 0.90835 | 0 | 0 | 0 | 0 | 0 | 0 | 0 | 0
Fuel Oil fired | 4551.7684 | 7018.5514 | 4701.9861 | 1092.0798 | 93.9944 | 24.594 | 59.838 | 32.7342 | 0 | 0 | 0 | 0.32522 | -32.3789 | -4.4155 | 0 | 0
Integrated gasification combined cycle | 0 | 0 | 0 | 0 | 0 | 0 | 0 | 0 | 0 | 0 | 0 | 0 | 0 | 0 | 0 | 0
Supercritical steam turbine | 0 | 0 | 0 | 0 | 0 | 0 | 0 | 0 | 0 | 0 | 0 | 0 | 0 | 0 | 0 | 0
Steam turbine | 4551.7684 | 7018.5514 | 4701.9861 | 1092.0798 | 93.9944 | 24.594 | 59.838 | 32.7342 | 0 | 0 | 0 | 0.32522 | -32.3789 | -4.4155 | 0 | 0
Solid biomass & waste fired | 2534.2404 | 4574.0258 | 5119.6559 | 6492.6375 | 1813.0915 | 1473.1762 | 1298.522 | 9771.231 | 8224.3278 | 3790.0502 | 883.3796 | 7.2851 | -9.8599 | -3.283 | 20.2722 | -19.9973
Integrated gasification combined cycle | 0 | 0 | 0 | 0 | 0 | 0 | 0 | 0 | 0 | 0 | 0 | 0 | 0 | 0 | 0 | 0
Fluidized bed combustion | 2412.1104 | 4504.8124 | 4936.935 | 5976.0013 | 1813.0915 | 1254.6721 | 1039.0894 | 8291.5125 | 5819.5151 | 2027.9 | 883.3796 | 7.4252 | -9.5317 | -5.4148 | 18.8019 | -17.1817
Steam turbine | 122.13 | 69.2134 | 182.7209 | 516.6362 | 0 | 218.5041 | 259.4326 | 1479.7186 | 2404.8126 | 1762.1501 | 0 | 4.111 | 0 | 0 | 24.9412 | 0
Fuel cells | 0 | 0 | 0 | 0 | 0 | 0 | 0 | 0 | 0 | 0 | 0 | 0 | 0 | 0 | 0 | 0
Natural gas fuel cell power plant | 0 | 0 | 0 | 0 | 0 | 0 | 0 | 0 | 0 | 0 | 0 | 0 | 0 | 0 | 0 | 0
Hydrogen fuel cell power plant | 0 | 0 | 0 | 0 | 0 | 0 | 0 | 0 | 0 | 0 | 0 | 0 | 0 | 0 | 0 | 0
Wind | 48.0469 | 961.7713 | 9943.2102 | 21245.0648 | 51567.0986 | 54162.9293 | 67014.9724 | 90318.1703 | 131755.4616 | 159335.6847 | 181808.7998 | 70.4457 | 17.8921 | 2.655 | 6.9941 | 3.2725
Onshore | 48.0469 | 961.7713 | 9943.2102 | 21245.0648 | 51030.7656 | 52977.0265 | 60591.741 | 73246.4867 | 93965.4076 | 109488.9849 | 123483.6903 | 70.4457 | 17.7689 | 1.7321 | 4.4854 | 2.7695
Offshore | 0 | 0 | 0 | 0 | 536.333 | 1185.9028 | 6423.2313 | 17071.6836 | 37790.0541 | 49846.6998 | 58325.1095 | 0 | 0 | 28.1834 | 19.3885 | 4.4354
Solar photovoltaics | 5.2768 | 10.5537 | 619.8884 | 7258.4157 | 18304.0777 | 19144.2992 | 23977.6544 | 34708.2064 | 61456.0864 | 76165.8806 | 89967.3725 | 61.0624 | 40.2889 | 2.7368 | 9.8692 | 3.8848
Solar thermal | 0 | 0 | 0 | 0 | 0 | 0 | 0 | 0 | 0 | 0 | 0 | 0 | 0 | 0 | 0 | 0
Geothermal | 0 | 0 | 0 | 0 | 0 | 0 | 0 | 0 | 0 | 0 | 0 | 0 | 0 | 0 | 0 | 0
Tide, wave and ocean | 506.8532 | 481.0245 | 476.0254 | 486.8568 | 505.2712 | 505.2712 | 505.2712 | 505.2712 | 505.2712 | 505.2712 | 1020.4498 | -0.62554 | 0.59802 | -1.1102e-14 | 0 | 7.282
Tidal | 506.8532 | 481.0245 | 476.0254 | 486.8568 | 505.2712 | 505.2712 | 505.2712 | 505.2712 | 505.2712 | 505.2712 | 1020.4498 | -0.62554 | 0.59802 | -1.1102e-14 | 0 | 7.282
Wave and ocean | 0 | 0 | 0 | 0 | 0 | 0 | 0 | 0 | 0 | 0 | 0 | 0 | 0 | 0 | 0 | 0
Hydro | 66351.1124 | 51470.7353 | 62701.7692 | 54430.2026 | 49798.9861 | 57155.3684 | 55019.0421 | 61697.1949 | 67009.7189 | 66405.4901 | 66202.7254 | -0.56411 | -2.2776 | 1.0018 | 1.9911 | -0.12109
Run-of-river | 33935.0636 | 29109.6435 | 33334.2006 | 30613.916 | 27663.3109 | 35494.5004 | 36471.5067 | 37638.1495 | 38632.3038 | 38277.5921 | 38865.7778 | -0.17849 | -1.8475 | 2.8028 | 0.57723 | 0.060271
Reservoirs (dams) | 32416.0488 | 22361.0918 | 29367.5686 | 23816.2866 | 22135.6752 | 21660.868 | 18547.5355 | 24059.0454 | 28377.4151 | 28127.8979 | 27336.9475 | -0.98277 | -2.7874 | -1.753 | 4.3443 | -0.37285
Pump storage | 4768.1726 | 4852.5982 | 4814.1871 | 4960.9195 | 4760.9966 | 4755.348 | 4773.1467 | 4766.2291 | 4778.5953 | 4778.7807 | 4778.7945 | 0.096087 | -0.11104 | 0.025491 | 0.011409 | 0.0004168
Electricity only | 504489.1569 | 531665.8502 | 527037.3876 | 533531.0902 | 508423.3669 | 513571.5895 | 525234.8612 | 530593.7936 | 547779.5176 | 572240.7097 | 569499.0074 | 0.43821 | -0.35892 | 0.32584 | 0.42116 | 0.3896
Nuclear | 394178.0251 | 428971.7844 | 406710.8771 | 415747.562 | 378938.1577 | 369018.7735 | 368486.1555 | 258686.1339 | 251918.9217 | 249159.1094 | 223518.8963 | 0.31349 | -0.7048 | -0.27931 | -3.7316 | -1.189
Nuclear - current | 394178.0251 | 428971.7844 | 406710.8771 | 415747.562 | 378938.1577 | 369018.7735 | 368486.1555 | 258686.1339 | 251918.9217 | 249159.1094 | 223518.8963 | 0.31349 | -0.7048 | -0.27931 | -3.7316 | -1.189
Nuclear III | 0 | 0 | 0 | 0 | 0 | 0 | 0 | 0 | 0 | 0 | 0 | 0 | 0 | 0 | 0 | 0
Nuclear IV | 0 | 0 | 0 | 0 | 0 | 0 | 0 | 0 | 0 | 0 | 0 | 0 | 0 | 0 | 0 | 0
Conventional thermal | 38631.6698 | 44917.3828 | 41771.43 | 29402.0688 | 4548.779 | 8829.5998 | 5458.619 | 79912.5876 | 30355.4624 | 15890.493 | 2201.9692 | 0.78446 | -19.8873 | 1.8401 | 18.7177 | -23.0768
Coal fired | 26974.0738 | 24658.5052 | 18321.0354 | 9310.6637 | 400.9647 | 5707.4904 | 2454.0264 | 0 | 0 | 0 | 0 | -3.7944 | -31.7637 | 19.8608 | 0 | 0
Integrated gasification combined cycle | 0 | 0 | 0 | 0 | 0 | 0 | 0 | 0 | 0 | 0 | 0 | 0 | 0 | 0 | 0 | 0
Supercritical steam turbine | 0 | 0 | 0 | 0 | 0 | 0 | 0 | 0 | 0 | 0 | 0 | 0 | 0 | 0 | 0 | 0
Fluidized bed combustion | 0 | 2215.7072 | 2351.2701 | 0 | 391.4319 | 1086.522 | 0 | 0 | 0 | 0 | 0 | 0 | -16.4136 | 0 | 0 | 0
Steam turbine | 26974.0738 | 22442.798 | 15969.7653 | 9310.6637 | 9.5328 | 4620.9684 | 2454.0264 | 0 | 0 | 0 | 0 | -5.1068 | -52.4016 | 74.2072 | 0 | 0
Lignite fired | 0 | 0 | 0 | 0 | 0 | 0 | 0 | 0 | 0 | 0 | 0 | 0 | 0 | 0 | 0 | 0
Integrated gasification combined cycle | 0 | 0 | 0 | 0 | 0 | 0 | 0 | 0 | 0 | 0 | 0 | 0 | 0 | 0 | 0 | 0
Supercritical steam turbine | 0 | 0 | 0 | 0 | 0 | 0 | 0 | 0 | 0 | 0 | 0 | 0 | 0 | 0 | 0 | 0
Fluidized bed combustion | 0 | 0 | 0 | 0 | 0 | 0 | 0 | 0 | 0 | 0 | 0 | 0 | 0 | 0 | 0 | 0
Steam turbine | 0 | 0 | 0 | 0 | 0 | 0 | 0 | 0 | 0 | 0 | 0 | 0 | 0 | 0 | 0 | 0
Gas fired | 2768.0427 | 8894.4916 | 14873.1854 | 14498.1548 | 1483.8243 | 335.3536 | 210.218 | 71393.0605 | 22067.6172 | 10699.4201 | 0 | 18.3105 | -20.5859 | -17.7514 | 59.2607 | 0
Gas turbine combined cycle | 766.4596 | 8484.7663 | 14873.1854 | 13503.0434 | 1483.8243 | 308.2819 | 210.218 | 67280.1939 | 17682.6337 | 6923.1044 | 0 | 34.5214 | -20.5859 | -17.7514 | 55.7714 | 0
Gas turbine | 892.971 | 81.7905 | 0 | 794.5627 | 0 | 0 | 0 | 0 | 0 | 0 | 0 | 0 | 0 | 0 | 0 | 0
Steam turbine | 822.6028 | 327.9348 | 0 | 200.5487 | 0 | 27.0718 | 0 | 4112.8666 | 4384.9835 | 3776.3157 | 0 | 0 | 0 | 0 | 0 | 0
Internal combustion engine | 286.0094 | 0 | 0 | 0 | 0 | 0 | 0 | 0 | 0 | 0 | 0 | 0 | 0 | 0 | 0 | 0
Derived gas fired | 2914.8009 | 2381.5232 | 1970.8365 | 2182.752 | 2358.5883 | 2557.6504 | 2627.1433 | 2631.5261 | 2744.5902 | 2625.4461 | 2106.5364 | -3.8378 | 1.8123 | 1.0842 | 0.4383 | -2.6112
Refinery gas fired | 0 | 0 | 0 | 87.2616 | 100.885 | 102.9127 | 99.3889 | 102.7595 | 100.9791 | 98.4456 | 95.4328 | 0 | 0 | -0.1493 | 0.15886 | -0.56332
Diesel oil fired | 290.5266 | 499.7545 | 623.7631 | 210.8805 | 15.9376 | 5.8805 | 1.8167 | 0.90835 | 0 | 0 | 0 | 7.9402 | -30.6989 | -19.5204 | 0 | 0
Gas turbine combined cycle | 0 | 0 | 0 | 0 | 0 | 0 | 0 | 0 | 0 | 0 | 0 | 0 | 0 | 0 | 0 | 0
Gas turbine | 290.5266 | 488.3338 | 623.7631 | 208.9109 | 15.9376 | 0 | 0 | 0 | 0 | 0 | 0 | 7.9402 | -30.6989 | 0 | 0 | 0
Steam turbine | 0 | 0 | 0 | 0 | 0 | 0 | 0 | 0 | 0 | 0 | 0 | 0 | 0 | 0 | 0 | 0
Internal combustion engine | 0 | 11.4207 | 0 | 1.9696 | 0 | 5.8805 | 1.8167 | 0.90835 | 0 | 0 | 0 | 0 | 0 | 0 | 0 | 0
Fuel Oil fired | 4551.7684 | 6178.7296 | 3876.4452 | 982.6726 | 34.3389 | 7.395 | 1.9107 | 0 | 0 | 0 | 0 | -1.5931 | -37.6645 | -25.0897 | 0 | 0
Integrated gasification combined cycle | 0 | 0 | 0 | 0 | 0 | 0 | 0 | 0 | 0 | 0 | 0 | 0 | 0 | 0 | 0 | 0
Supercritical steam turbine | 0 | 0 | 0 | 0 | 0 | 0 | 0 | 0 | 0 | 0 | 0 | 0 | 0 | 0 | 0 | 0
Steam turbine | 4551.7684 | 6178.7296 | 3876.4452 | 982.6726 | 34.3389 | 7.395 | 1.9107 | 0 | 0 | 0 | 0 | -1.5931 | -37.6645 | -25.0897 | 0 | 0
Solid biomass & waste fired | 1132.4575 | 2304.3787 | 2106.1645 | 2129.6835 | 154.2403 | 112.9172 | 64.1149 | 5784.3332 | 5442.2759 | 2467.1811 | 0 | 6.4013 | -23.0036 | -8.4041 | 55.9129 | 0
Integrated gasification combined cycle | 0 | 0 | 0 | 0 | 0 | 0 | 0 | 0 | 0 | 0 | 0 | 0 | 0 | 0 | 0 | 0
Fluidized bed combustion | 1132.4575 | 2304.3787 | 2037.4113 | 2061.5545 | 154.2403 | 0 | 64.1149 | 4467.1378 | 3356.6651 | 741.4555 | 0 | 6.0488 | -22.7476 | -8.4041 | 48.5576 | 0
Steam turbine | 0 | 0 | 68.7532 | 68.129 | 0 | 112.9172 | 0 | 1317.1954 | 2085.6108 | 1725.7256 | 0 | 0 | 0 | 0 | 0 | 0
Fuel cells | 0 | 0 | 0 | 0 | 0 | 0 | 0 | 0 | 0 | 0 | 0 | 0 | 0 | 0 | 0 | 0
Natural gas fuel cell power plant | 0 | 0 | 0 | 0 | 0 | 0 | 0 | 0 | 0 | 0 | 0 | 0 | 0 | 0 | 0 | 0
Hydrogen fuel cell power plant | 0 | 0 | 0 | 0 | 0 | 0 | 0 | 0 | 0 | 0 | 0 | 0 | 0 | 0 | 0 | 0
Wind | 48.0469 | 961.7713 | 9943.2102 | 21245.0648 | 51567.0986 | 54162.9293 | 67014.9724 | 90318.1703 | 131755.4616 | 159335.6847 | 181808.7998 | 70.4457 | 17.8921 | 2.655 | 6.9941 | 3.2725
Onshore | 48.0469 | 961.7713 | 9943.2102 | 21245.0648 | 51030.7656 | 52977.0265 | 60591.741 | 73246.4867 | 93965.4076 | 109488.9849 | 123483.6903 | 70.4457 | 17.7689 | 1.7321 | 4.4854 | 2.7695
Offshore | 0 | 0 | 0 | 0 | 536.333 | 1185.9028 | 6423.2313 | 17071.6836 | 37790.0541 | 49846.6998 | 58325.1095 | 0 | 0 | 28.1834 | 19.3885 | 4.4354
Solar photovoltaics | 5.2768 | 10.5537 | 619.8884 | 7258.4157 | 18304.0777 | 19144.2992 | 23977.6544 | 34708.2064 | 61456.0864 | 76165.8806 | 89967.3725 | 61.0624 | 40.2889 | 2.7368 | 9.8692 | 3.8848
Solar thermal | 0 | 0 | 0 | 0 | 0 | 0 | 0 | 0 | 0 | 0 | 0 | 0 | 0 | 0 | 0 | 0
Geothermal | 0 | 0 | 0 | 0 | 0 | 0 | 0 | 0 | 0 | 0 | 0 | 0 | 0 | 0 | 0 | 0
Tide, wave and ocean | 506.8532 | 481.0245 | 476.0254 | 486.8568 | 505.2712 | 505.2712 | 505.2712 | 505.2712 | 505.2712 | 505.2712 | 1020.4498 | -0.62554 | 0.59802 | -1.1102e-14 | 0 | 7.282
Tidal | 506.8532 | 481.0245 | 476.0254 | 486.8568 | 505.2712 | 505.2712 | 505.2712 | 505.2712 | 505.2712 | 505.2712 | 1020.4498 | -0.62554 | 0.59802 | -1.1102e-14 | 0 | 7.282
Wave and ocean | 0 | 0 | 0 | 0 | 0 | 0 | 0 | 0 | 0 | 0 | 0 | 0 | 0 | 0 | 0 | 0
Hydro | 66351.1124 | 51470.7353 | 62701.7692 | 54430.2026 | 49798.9861 | 57155.3684 | 55019.0421 | 61697.1949 | 67009.7189 | 66405.4901 | 66202.7254 | -0.56411 | -2.2776 | 1.0018 | 1.9911 | -0.12109
Run-of-river | 33935.0636 | 29109.6435 | 33334.2006 | 30613.916 | 27663.3109 | 35494.5004 | 36471.5067 | 37638.1495 | 38632.3038 | 38277.5921 | 38865.7778 | -0.17849 | -1.8475 | 2.8028 | 0.57723 | 0.060271
Reservoirs (dams) | 32416.0488 | 22361.0918 | 29367.5686 | 23816.2866 | 22135.6752 | 21660.868 | 18547.5355 | 24059.0454 | 28377.4151 | 28127.8979 | 27336.9475 | -0.98277 | -2.7874 | -1.753 | 4.3443 | -0.37285
Pump storage | 4768.1726 | 4852.5982 | 4814.1871 | 4960.9195 | 4760.9966 | 4755.348 | 4773.1467 | 4766.2291 | 4778.5953 | 4778.7807 | 4778.7945 | 0.096087 | -0.11104 | 0.025491 | 0.011409 | 0.0004168
CHP power plants | 11525.253 | 18271.3472 | 16980.1482 | 11066.4538 | 4630.2453 | 5263.8854 | 4730.2568 | 7919.7026 | 4577.2706 | 2603.0854 | 1922.1739 | 3.9511 | -12.1855 | 0.21393 | -0.32823 | -8.3107
Nuclear | 0 | 0 | 0 | 0 | 0 | 0 | 0 | 0 | 0 | 0 | 0 | 0 | 0 | 0 | 0 | 0
Nuclear - current | 0 | 0 | 0 | 0 | 0 | 0 | 0 | 0 | 0 | 0 | 0 | 0 | 0 | 0 | 0 | 0
Nuclear III | 0 | 0 | 0 | 0 | 0 | 0 | 0 | 0 | 0 | 0 | 0 | 0 | 0 | 0 | 0 | 0
Nuclear IV | 0 | 0 | 0 | 0 | 0 | 0 | 0 | 0 | 0 | 0 | 0 | 0 | 0 | 0 | 0 | 0
Conventional thermal | 11525.253 | 18271.3472 | 16980.1482 | 11066.4538 | 4630.2453 | 5263.8854 | 4730.2568 | 7919.7026 | 4577.2706 | 2603.0854 | 1922.1739 | 3.9511 | -12.1855 | 0.21393 | -0.32823 | -8.3107
Coal fired | 1045.1745 | 1820.1099 | 1438.0779 | 118.0121 | 109.0799 | 80.118 | 89.8569 | 85.2147 | 36.6216 | 0 | 0 | 3.2427 | -22.7326 | -1.92 | -8.5848 | 0
Integrated gasification combined cycle | 0 | 0 | 0 | 0 | 0 | 0 | 0 | 0 | 0 | 0 | 0 | 0 | 0 | 0 | 0 | 0
Supercritical steam turbine | 0 | 0 | 0 | 0 | 0 | 0 | 0 | 0 | 0 | 0 | 0 | 0 | 0 | 0 | 0 | 0
Fluidized bed combustion | 84.3836 | 76.2377 | 43.9636 | 74.3919 | 92.1912 | 77.419 | 0 | 0 | 0 | 0 | 0 | -6.3121 | 7.6861 | 0 | 0 | 0
Steam turbine | 960.7909 | 1743.8722 | 1394.1143 | 43.6202 | 16.8888 | 2.6989 | 89.8569 | 85.2147 | 36.6216 | 0 | 0 | 3.7927 | -35.6824 | 18.194 | -8.5848 | 0
Lignite fired | 0 | 0 | 0 | 0 | 0 | 0 | 0 | 0 | 0 | 0 | 0 | 0 | 0 | 0 | 0 | 0
Integrated gasification combined cycle | 0 | 0 | 0 | 0 | 0 | 0 | 0 | 0 | 0 | 0 | 0 | 0 | 0 | 0 | 0 | 0
Supercritical steam turbine | 0 | 0 | 0 | 0 | 0 | 0 | 0 | 0 | 0 | 0 | 0 | 0 | 0 | 0 | 0 | 0
Fluidized bed combustion | 0 | 0 | 0 | 0 | 0 | 0 | 0 | 0 | 0 | 0 | 0 | 0 | 0 | 0 | 0 | 0
Steam turbine | 0 | 0 | 0 | 0 | 0 | 0 | 0 | 0 | 0 | 0 | 0 | 0 | 0 | 0 | 0 | 0
Gas fired | 8909.3103 | 13191.7051 | 11140.7261 | 6029.7585 | 2406.3859 | 3158.4654 | 2430.9613 | 2736.044 | 652.0201 | 89.8412 | 34.3583 | 2.2603 | -14.2083 | 0.10166 | -12.3305 | -25.4964
Gas turbine combined cycle | 3598.0219 | 7767.2448 | 6771.3082 | 3811.5745 | 1734.7785 | 2122.5103 | 1656.5378 | 1812.1991 | 0 | 0 | 0 | 6.5273 | -12.7316 | -0.46044 | 0 | 0
Gas turbine | 2774.1413 | 2015.4864 | 1754.0241 | 722.9416 | 43.1961 | 37.9397 | 30.125 | 108.7063 | 0 | 0 | 0 | -4.4808 | -30.9536 | -3.5398 | 0 | 0
Steam turbine | 2171.0743 | 3142.9443 | 2554.6742 | 1468.6223 | 613.5579 | 983.7643 | 732.2081 | 801.1597 | 652.0201 | 89.8412 | 34.3583 | 1.6403 | -13.2934 | 1.7836 | -1.1532 | -25.4964
Internal combustion engine | 366.0727 | 266.0295 | 60.7195 | 26.6201 | 14.8534 | 14.2511 | 12.0904 | 13.9789 | 0 | 0 | 0 | -16.4443 | -13.134 | -2.0371 | 0 | 0
Derived gas fired | 123.7334 | 97.9759 | 57.7079 | 39.3007 | 103.0067 | 349.2273 | 614.968 | 770.5335 | 803.6397 | 895.0385 | 718.1374 | -7.3437 | 5.9651 | 19.5635 | 2.7119 | -1.1186
Refinery gas fired | 45.2518 | 40.0028 | 497.5956 | 249.4957 | 288.4471 | 294.2448 | 297.1728 | 308.2784 | 302.9374 | 295.3367 | 286.2985 | 27.0937 | -5.3068 | 0.29846 | 0.19231 | -0.56332
Diesel oil fired | 0 | 12.0846 | 7.0084 | 157.5255 | 4.8188 | 4.372 | 4.9635 | 0 | 0 | 0 | 0 | 0 | -3.6767 | 0.29633 | 0 | 0
Gas turbine combined cycle | 0 | 0 | 0 | 0 | 0 | 0 | 0 | 0 | 0 | 0 | 0 | 0 | 0 | 0 | 0 | 0
Gas turbine | 0 | 11.9993 | 6.9697 | 157.4841 | 4.8188 | 4.372 | 4.9635 | 0 | 0 | 0 | 0 | 0 | -3.6232 | 0.29633 | 0 | 0
Steam turbine | 0 | 0 | 0 | 0 | 0 | 0 | 0 | 0 | 0 | 0 | 0 | 0 | 0 | 0 | 0 | 0
Internal combustion engine | 0 | 0.085292 | 0.03874 | 0.041472 | 0 | 0 | 0 | 0 | 0 | 0 | 0 | 0 | 0 | 0 | 0 | 0
Fuel Oil fired | 0 | 839.8217 | 825.5409 | 109.4072 | 59.6556 | 17.199 | 57.9273 | 32.7342 | 0 | 0 | 0 | 0 | -23.1062 | -0.29356 | 0 | 0
Integrated gasification combined cycle | 0 | 0 | 0 | 0 | 0 | 0 | 0 | 0 | 0 | 0 | 0 | 0 | 0 | 0 | 0 | 0
Supercritical steam turbine | 0 | 0 | 0 | 0 | 0 | 0 | 0 | 0 | 0 | 0 | 0 | 0 | 0 | 0 | 0 | 0
Steam turbine | 0 | 839.8217 | 825.5409 | 109.4072 | 59.6556 | 17.199 | 57.9273 | 32.7342 | 0 | 0 | 0 | 0 | -23.1062 | -0.29356 | 0 | 0
Solid biomass & waste fired | 1401.783 | 2269.6471 | 3013.4914 | 4362.954 | 1658.8513 | 1360.259 | 1234.4071 | 3986.8978 | 2782.0519 | 1322.869 | 883.3796 | 7.954 | -5.795 | -2.9121 | 8.4653 | -10.8383
Integrated gasification combined cycle | 0 | 0 | 0 | 0 | 0 | 0 | 0 | 0 | 0 | 0 | 0 | 0 | 0 | 0 | 0 | 0
Fluidized bed combustion | 1279.6529 | 2200.4337 | 2899.5237 | 3914.4468 | 1658.8513 | 1254.6721 | 974.9745 | 3824.3747 | 2462.85 | 1286.4445 | 883.3796 | 8.5234 | -5.4312 | -5.1759 | 9.7096 | -9.7451
Steam turbine | 122.13 | 69.2134 | 113.9677 | 448.5072 | 0 | 105.5869 | 259.4326 | 162.5232 | 319.2019 | 36.4246 | 0 | -0.68933 | 0 | 0 | 2.0949 | 0
Electricity only equipped with CCS | 0 | 0 | 0 | 0 | 0 | 0 | 0 | 0 | 0 | 0 | 28891.2901 | 0 | 0 | 0 | 0 | 0
Conventional thermal | 0 | 0 | 0 | 0 | 0 | 0 | 0 | 0 | 0 | 0 | 28891.2901 | 0 | 0 | 0 | 0 | 0
Coal fired | 0 | 0 | 0 | 0 | 0 | 0 | 0 | 0 | 0 | 0 | 0 | 0 | 0 | 0 | 0 | 0
Integrated gasification combined cycle | 0 | 0 | 0 | 0 | 0 | 0 | 0 | 0 | 0 | 0 | 0 | 0 | 0 | 0 | 0 | 0
Supercritical steam turbine | 0 | 0 | 0 | 0 | 0 | 0 | 0 | 0 | 0 | 0 | 0 | 0 | 0 | 0 | 0 | 0
Fluidized bed combustion | 0 | 0 | 0 | 0 | 0 | 0 | 0 | 0 | 0 | 0 | 0 | 0 | 0 | 0 | 0 | 0
Steam turbine | 0 | 0 | 0 | 0 | 0 | 0 | 0 | 0 | 0 | 0 | 0 | 0 | 0 | 0 | 0 | 0
Lignite fired | 0 | 0 | 0 | 0 | 0 | 0 | 0 | 0 | 0 | 0 | 0 | 0 | 0 | 0 | 0 | 0
Integrated gasification combined cycle | 0 | 0 | 0 | 0 | 0 | 0 | 0 | 0 | 0 | 0 | 0 | 0 | 0 | 0 | 0 | 0
Supercritical steam turbine | 0 | 0 | 0 | 0 | 0 | 0 | 0 | 0 | 0 | 0 | 0 | 0 | 0 | 0 | 0 | 0
Fluidized bed combustion | 0 | 0 | 0 | 0 | 0 | 0 | 0 | 0 | 0 | 0 | 0 | 0 | 0 | 0 | 0 | 0
Steam turbine | 0 | 0 | 0 | 0 | 0 | 0 | 0 | 0 | 0 | 0 | 0 | 0 | 0 | 0 | 0 | 0
Gas fired | 0 | 0 | 0 | 0 | 0 | 0 | 0 | 0 | 0 | 0 | 28891.2901 | 0 | 0 | 0 | 0 | 0
Gas turbine combined cycle | 0 | 0 | 0 | 0 | 0 | 0 | 0 | 0 | 0 | 0 | 28891.2901 | 0 | 0 | 0 | 0 | 0
Gas turbine | 0 | 0 | 0 | 0 | 0 | 0 | 0 | 0 | 0 | 0 | 0 | 0 | 0 | 0 | 0 | 0
Steam turbine | 0 | 0 | 0 | 0 | 0 | 0 | 0 | 0 | 0 | 0 | 0 | 0 | 0 | 0 | 0 | 0
Internal combustion engine | 0 | 0 | 0 | 0 | 0 | 0 | 0 | 0 | 0 | 0 | 0 | 0 | 0 | 0 | 0 | 0
Derived gas fired | 0 | 0 | 0 | 0 | 0 | 0 | 0 | 0 | 0 | 0 | 0 | 0 | 0 | 0 | 0 | 0
Refinery gas fired | 0 | 0 | 0 | 0 | 0 | 0 | 0 | 0 | 0 | 0 | 0 | 0 | 0 | 0 | 0 | 0
Diesel oil fired | 0 | 0 | 0 | 0 | 0 | 0 | 0 | 0 | 0 | 0 | 0 | 0 | 0 | 0 | 0 | 0
Gas turbine combined cycle | 0 | 0 | 0 | 0 | 0 | 0 | 0 | 0 | 0 | 0 | 0 | 0 | 0 | 0 | 0 | 0
Gas turbine | 0 | 0 | 0 | 0 | 0 | 0 | 0 | 0 | 0 | 0 | 0 | 0 | 0 | 0 | 0 | 0
Steam turbine | 0 | 0 | 0 | 0 | 0 | 0 | 0 | 0 | 0 | 0 | 0 | 0 | 0 | 0 | 0 | 0
Internal combustion engine | 0 | 0 | 0 | 0 | 0 | 0 | 0 | 0 | 0 | 0 | 0 | 0 | 0 | 0 | 0 | 0
Fuel Oil fired | 0 | 0 | 0 | 0 | 0 | 0 | 0 | 0 | 0 | 0 | 0 | 0 | 0 | 0 | 0 | 0
Integrated gasification combined cycle | 0 | 0 | 0 | 0 | 0 | 0 | 0 | 0 | 0 | 0 | 0 | 0 | 0 | 0 | 0 | 0
Supercritical steam turbine | 0 | 0 | 0 | 0 | 0 | 0 | 0 | 0 | 0 | 0 | 0 | 0 | 0 | 0 | 0 | 0
Steam turbine | 0 | 0 | 0 | 0 | 0 | 0 | 0 | 0 | 0 | 0 | 0 | 0 | 0 | 0 | 0 | 0
Solid biomass & waste fired | 0 | 0 | 0 | 0 | 0 | 0 | 0 | 0 | 0 | 0 | 0 | 0 | 0 | 0 | 0 | 0
Integrated gasification combined cycle | 0 | 0 | 0 | 0 | 0 | 0 | 0 | 0 | 0 | 0 | 0 | 0 | 0 | 0 | 0 | 0
Fluidized bed combustion | 0 | 0 | 0 | 0 | 0 | 0 | 0 | 0 | 0 | 0 | 0 | 0 | 0 | 0 | 0 | 0
Steam turbine | 0 | 0 | 0 | 0 | 0 | 0 | 0 | 0 | 0 | 0 | 0 | 0 | 0 | 0 | 0 | 0
CHP power plants equipped with CCS | 0 | 0 | 0 | 0 | 0 | 0 | 0 | 0 | 0 | 0 | 0 | 0 | 0 | 0 | 0 | 0
Conventional thermal | 0 | 0 | 0 | 0 | 0 | 0 | 0 | 0 | 0 | 0 | 0 | 0 | 0 | 0 | 0 | 0
Coal fired | 0 | 0 | 0 | 0 | 0 | 0 | 0 | 0 | 0 | 0 | 0 | 0 | 0 | 0 | 0 | 0
Integrated gasification combined cycle | 0 | 0 | 0 | 0 | 0 | 0 | 0 | 0 | 0 | 0 | 0 | 0 | 0 | 0 | 0 | 0
Supercritical steam turbine | 0 | 0 | 0 | 0 | 0 | 0 | 0 | 0 | 0 | 0 | 0 | 0 | 0 | 0 | 0 | 0
Fluidized bed combustion | 0 | 0 | 0 | 0 | 0 | 0 | 0 | 0 | 0 | 0 | 0 | 0 | 0 | 0 | 0 | 0
Steam turbine | 0 | 0 | 0 | 0 | 0 | 0 | 0 | 0 | 0 | 0 | 0 | 0 | 0 | 0 | 0 | 0
Lignite fired | 0 | 0 | 0 | 0 | 0 | 0 | 0 | 0 | 0 | 0 | 0 | 0 | 0 | 0 | 0 | 0
Integrated gasification combined cycle | 0 | 0 | 0 | 0 | 0 | 0 | 0 | 0 | 0 | 0 | 0 | 0 | 0 | 0 | 0 | 0
Supercritical steam turbine | 0 | 0 | 0 | 0 | 0 | 0 | 0 | 0 | 0 | 0 | 0 | 0 | 0 | 0 | 0 | 0
Fluidized bed combustion | 0 | 0 | 0 | 0 | 0 | 0 | 0 | 0 | 0 | 0 | 0 | 0 | 0 | 0 | 0 | 0
Steam turbine | 0 | 0 | 0 | 0 | 0 | 0 | 0 | 0 | 0 | 0 | 0 | 0 | 0 | 0 | 0 | 0
Gas fired | 0 | 0 | 0 | 0 | 0 | 0 | 0 | 0 | 0 | 0 | 0 | 0 | 0 | 0 | 0 | 0
Gas turbine combined cycle | 0 | 0 | 0 | 0 | 0 | 0 | 0 | 0 | 0 | 0 | 0 | 0 | 0 | 0 | 0 | 0
Gas turbine | 0 | 0 | 0 | 0 | 0 | 0 | 0 | 0 | 0 | 0 | 0 | 0 | 0 | 0 | 0 | 0
Steam turbine | 0 | 0 | 0 | 0 | 0 | 0 | 0 | 0 | 0 | 0 | 0 | 0 | 0 | 0 | 0 | 0
Internal combustion engine | 0 | 0 | 0 | 0 | 0 | 0 | 0 | 0 | 0 | 0 | 0 | 0 | 0 | 0 | 0 | 0
Derived gas fired | 0 | 0 | 0 | 0 | 0 | 0 | 0 | 0 | 0 | 0 | 0 | 0 | 0 | 0 | 0 | 0
Refinery gas fired | 0 | 0 | 0 | 0 | 0 | 0 | 0 | 0 | 0 | 0 | 0 | 0 | 0 | 0 | 0 | 0
Diesel oil fired | 0 | 0 | 0 | 0 | 0 | 0 | 0 | 0 | 0 | 0 | 0 | 0 | 0 | 0 | 0 | 0
Gas turbine combined cycle | 0 | 0 | 0 | 0 | 0 | 0 | 0 | 0 | 0 | 0 | 0 | 0 | 0 | 0 | 0 | 0
Gas turbine | 0 | 0 | 0 | 0 | 0 | 0 | 0 | 0 | 0 | 0 | 0 | 0 | 0 | 0 | 0 | 0
Steam turbine | 0 | 0 | 0 | 0 | 0 | 0 | 0 | 0 | 0 | 0 | 0 | 0 | 0 | 0 | 0 | 0
Internal combustion engine | 0 | 0 | 0 | 0 | 0 | 0 | 0 | 0 | 0 | 0 | 0 | 0 | 0 | 0 | 0 | 0
Fuel Oil fired | 0 | 0 | 0 | 0 | 0 | 0 | 0 | 0 | 0 | 0 | 0 | 0 | 0 | 0 | 0 | 0
Integrated gasification combined cycle | 0 | 0 | 0 | 0 | 0 | 0 | 0 | 0 | 0 | 0 | 0 | 0 | 0 | 0 | 0 | 0
Supercritical steam turbine | 0 | 0 | 0 | 0 | 0 | 0 | 0 | 0 | 0 | 0 | 0 | 0 | 0 | 0 | 0 | 0
Steam turbine | 0 | 0 | 0 | 0 | 0 | 0 | 0 | 0 | 0 | 0 | 0 | 0 | 0 | 0 | 0 | 0
Solid biomass & waste fired | 0 | 0 | 0 | 0 | 0 | 0 | 0 | 0 | 0 | 0 | 0 | 0 | 0 | 0 | 0 | 0
Integrated gasification combined cycle | 0 | 0 | 0 | 0 | 0 | 0 | 0 | 0 | 0 | 0 | 0 | 0 | 0 | 0 | 0 | 0
Fluidized bed combustion | 0 | 0 | 0 | 0 | 0 | 0 | 0 | 0 | 0 | 0 | 0 | 0 | 0 | 0 | 0 | 0
Steam turbine | 0 | 0 | 0 | 0 | 0 | 0 | 0 | 0 | 0 | 0 | 0 | 0 | 0 | 0 | 0 | 0

## Operating Hours
FR: Average operating hours | 2000 | 2005 | 2010 | 2015 | 2020 | 2025 | 2030 | 2035 | 2040 | 2045 | 2050 | 00-'10 | 10-'20 | 20-'30 | 30-'40 | 40-'50
Total | 4487.0611 | 4731.7416 | 4366.1088 | 4189.2932 | 3422.0527 | 3473.3374 | 3621.0012 | 3918.386 | 3368.306 | 3296.4298 | 3170.9828 | -0.27288 | -2.4069 | 0.5667 | -0.7208 | -0.60187
Nuclear | 6238.6722 | 6770.0675 | 6442.4343 | 6585.5784 | 6025.412 | 5867.686 | 6839.0155 | 7558.3969 | 7264.1819 | 7234.0809 | 7134.6596 | 0.32191 | -0.66697 | 1.2746 | 0.60494 | -0.17975
Nuclear - current | 6238.6722 | 6770.0675 | 6442.4343 | 6585.5784 | 6025.412 | 5867.686 | 6839.0155 | 7558.3969 | 7264.1819 | 7234.0809 | 7134.6596 | 0.32191 | -0.66697 | 1.2746 | 0.60494 | -0.17975
Nuclear III | 0 | 0 | 0 | 0 | 0 | 0 | 0 | 0 | 0 | 0 | 0 | 0 | 0 | 0 | 0 | 0
Nuclear IV | 0 | 0 | 0 | 0 | 0 | 0 | 0 | 0 | 0 | 0 | 0 | 0 | 0 | 0 | 0 | 0
Conventional thermal | 1920.3466 | 2386.8431 | 2036.6132 | 1664.5846 | 396.0226 | 674.8151 | 522.6806 | 5530.1026 | 2489.3081 | 1740.1286 | 2533.8748 | 0.58956 | -15.1052 | 2.8139 | 16.8918 | 0.17761
Coal fired | 2544.9833 | 2744.5805 | 2329.4798 | 2106.2607 | 129.6833 | 1724.4528 | 1730.8861 | 4347.6873 | 2457.8239 | 0 | 0 | -0.88089 | -25.0861 | 29.5801 | 3.5686 | 0
Integrated gasification combined cycle | 0 | 0 | 0 | 0 | 0 | 0 | 0 | 0 | 0 | 0 | 0 | 0 | 0 | 0 | 0 | 0
Supercritical steam turbine | 0 | 0 | 0 | 0 | 0 | 0 | 0 | 0 | 0 | 0 | 0 | 0 | 0 | 0 | 0 | 0
Fluidized bed combustion | 231.6321 | 6291.3667 | 6574.8936 | 204.2051 | 1327.5407 | 3195.007 | 0 | 0 | 0 | 0 | 0 | 39.7362 | -14.785 | 0 | 0 | 0
Steam turbine | 2624.1501 | 2605.3957 | 2138.962 | 2274.7639 | 7.4037 | 1545.395 | 2060.325 | 4347.6873 | 2457.8239 | 0 | 0 | -2.0236 | -43.2554 | 75.5694 | 1.7798 | 0
Lignite fired | 0 | 0 | 0 | 0 | 0 | 0 | 0 | 0 | 0 | 0 | 0 | 0 | 0 | 0 | 0 | 0
Integrated gasification combined cycle | 0 | 0 | 0 | 0 | 0 | 0 | 0 | 0 | 0 | 0 | 0 | 0 | 0 | 0 | 0 | 0
Supercritical steam turbine | 0 | 0 | 0 | 0 | 0 | 0 | 0 | 0 | 0 | 0 | 0 | 0 | 0 | 0 | 0 | 0
Fluidized bed combustion | 0 | 0 | 0 | 0 | 0 | 0 | 0 | 0 | 0 | 0 | 0 | 0 | 0 | 0 | 0 | 0
Steam turbine | 0 | 0 | 0 | 0 | 0 | 0 | 0 | 0 | 0 | 0 | 0 | 0 | 0 | 0 | 0 | 0
Gas fired | 3858.6072 | 4315.9036 | 3135.8323 | 2083.9622 | 357.6921 | 294.6177 | 194.0332 | 5831.3454 | 1942.814 | 1275.5163 | 2594.3204 | -2.0528 | -19.5149 | -5.9331 | 25.9086 | 2.9341
Gas turbine combined cycle | 6315.2677 | 6500.8045 | 3906.9483 | 2419.324 | 399.9621 | 262.8282 | 158.6125 | 6221.6134 | 1680.3196 | 906.952 | 2794.0989 | -4.6887 | -20.3807 | -8.8342 | 26.6209 | 5.2168
Gas turbine | 3303.9429 | 1870.0975 | 1337.3368 | 1200.0066 | 31.1732 | 32.6088 | 42.6229 | 186.3898 | 0 | 0 | 0 | -8.6474 | -31.332 | 3.1778 | 0 | 0
Steam turbine | 5585.2186 | 5436.4149 | 4411.3037 | 3266.991 | 915.3685 | 841.5111 | 691.5351 | 5070.6307 | 5317.1346 | 4684.1762 | 42.4441 | -2.3319 | -14.5518 | -2.7652 | 22.6271 | -38.3101
Internal combustion engine | 946.0158 | 310.2501 | 70.1963 | 28.994 | 19.2244 | 58.0431 | 156.7806 | 255.9206 | 0 | 0 | 0 | -22.9023 | -12.1475 | 23.3514 | 0 | 0
Derived gas fired | 3938.4761 | 3286.2811 | 3615.9436 | 6016.9312 | 6813.1607 | 6683.0381 | 6554.35 | 6585.9236 | 6711.1276 | 6377.9173 | 5117.3454 | -0.85077 | 6.54 | -0.38652 | 0.23666 | -2.6749
Refinery gas fired | 124.4892 | 112.2099 | 1647.6676 | 3033.8503 | 3932.6477 | 5477.3636 | 6199.5776 | 5413.8811 | 5320.0849 | 5186.6041 | 5027.878 | 29.4714 | 9.0891 | 4.6569 | -1.5183 | -0.56332
Diesel oil fired | 175.1743 | 304.1917 | 301.3835 | 180.4744 | 11.8417 | 7.9278 | 8.3471 | 1.1893 | 0 | 0 | 0 | 5.5759 | -27.6515 | -3.4367 | 0 | 0
Gas turbine combined cycle | 0 | 0 | 0 | 0 | 0 | 0 | 0 | 0 | 0 | 0 | 0 | 0 | 0 | 0 | 0 | 0
Gas turbine | 272.8205 | 452.6754 | 385.2321 | 228.1726 | 13.8166 | 3.82 | 7.1885 | 0 | 0 | 0 | 0 | 3.5105 | -28.3085 | -6.3251 | 0 | 0
Steam turbine | 0 | 0 | 0 | 0 | 0 | 0 | 0 | 0 | 0 | 0 | 0 | 0 | 0 | 0 | 0 | 0
Internal combustion engine | 0 | 19.9293 | 0.085024 | 4.6173 | 0 | 39.5353 | 14.9155 | 7.4577 | 0 | 0 | 0 | 0 | 0 | 0 | 0 | 0
Fuel Oil fired | 531.8481 | 872.0864 | 592.8766 | 181.3273 | 20.4003 | 12.1903 | 56.7131 | 2321.5746 | 0 | 0 | 0 | 1.0922 | -28.6051 | 10.7655 | 0 | 0
Integrated gasification combined cycle | 0 | 0 | 0 | 0 | 0 | 0 | 0 | 0 | 0 | 0 | 0 | 0 | 0 | 0 | 0 | 0
Supercritical steam turbine | 0 | 0 | 0 | 0 | 0 | 0 | 0 | 0 | 0 | 0 | 0 | 0 | 0 | 0 | 0 | 0
Steam turbine | 531.8481 | 872.0864 | 592.8766 | 181.3273 | 20.4003 | 12.1903 | 56.7131 | 2321.5746 | 0 | 0 | 0 | 1.0922 | -28.6051 | 10.7655 | 0 | 0
Solid biomass & waste fired | 3467.4298 | 5274.7804 | 4327.4328 | 4508.0247 | 1170.8357 | 795.561 | 653.8998 | 5488.1853 | 4783.2894 | 2459.3719 | 705.5104 | 2.2403 | -12.2542 | -5.6588 | 22.0173 | -17.4195
Integrated gasification combined cycle | 0 | 0 | 0 | 0 | 0 | 0 | 0 | 0 | 0 | 0 | 0 | 0 | 0 | 0 | 0 | 0
Fluidized bed combustion | 3441.5946 | 5381.1293 | 4343.2172 | 4477.8477 | 1263.2366 | 843.4089 | 666.9371 | 6130.046 | 4505.7423 | 1773.7961 | 1034.0339 | 2.3541 | -11.6173 | -6.1876 | 21.0509 | -13.6869
Steam turbine | 4071.0014 | 2307.1141 | 3940.498 | 4889.1477 | 0 | 600.08 | 606.4201 | 3458.8218 | 5621.2165 | 4429.6276 | 0 | -0.32529 | 0 | 0 | 24.9412 | 0
Fuel cells | 0 | 0 | 0 | 0 | 0 | 0 | 0 | 0 | 0 | 0 | 0 | 0 | 0 | 0 | 0 | 0
Natural gas fuel cell power plant | 0 | 0 | 0 | 0 | 0 | 0 | 0 | 0 | 0 | 0 | 0 | 0 | 0 | 0 | 0 | 0
Hydrogen fuel cell power plant | 0 | 0 | 0 | 0 | 0 | 0 | 0 | 0 | 0 | 0 | 0 | 0 | 0 | 0 | 0 | 0
Wind | 1264.3923 | 1393.8715 | 1681.8691 | 2079.3838 | 2265.6661 | 2280.0855 | 2420.1202 | 2646.0067 | 2893.1701 | 3079.3201 | 3092.0645 | 2.8942 | 3.0245 | 0.66166 | 1.8014 | 0.66708
Onshore | 1264.3923 | 1393.8715 | 1681.8691 | 2079.3838 | 2258.7143 | 2264.9813 | 2331.1076 | 2452.077 | 2576.2938 | 2737.2741 | 2780.0734 | 2.8942 | 2.9928 | 0.31598 | 1.0051 | 0.76416
Offshore | 0 | 0 | 0 | 0 | 3203.9009 | 3247.5213 | 3782.6473 | 4005.0276 | 4167.8322 | 4244.2554 | 4055.6798 | 0 | 0 | 1.6744 | 0.97444 | -0.27241
Solar photovoltaics | 753.8326 | 811.8197 | 593.7629 | 1074.5249 | 1203.2493 | 1209.3771 | 1263.8882 | 1305.9973 | 1436.7954 | 1510.2767 | 1536.3419 | -2.3586 | 7.3184 | 0.49288 | 1.2905 | 0.67214
Solar thermal | 0 | 0 | 0 | 0 | 0 | 0 | 0 | 0 | 0 | 0 | 0 | 0 | 0 | 0 | 0 | 0
Geothermal | 0 | 0 | 0 | 0 | 0 | 0 | 0 | 0 | 0 | 0 | 0 | 0 | 0 | 0 | 0 | 0
Tide, wave and ocean | 2111.8884 | 2004.2689 | 1983.4393 | 2028.57 | 1981.4558 | 1981.4558 | 1981.4558 | 1981.4558 | 1981.4558 | 1981.4558 | 1981.4558 | -0.62554 | -0.010005 | -1.1102e-14 | 0 | -1.1102e-14
Tidal | 2111.8884 | 2004.2689 | 1983.4393 | 2028.57 | 1981.4558 | 1981.4558 | 1981.4558 | 1981.4558 | 1981.4558 | 1981.4558 | 1981.4558 | -0.62554 | -0.010005 | -1.1102e-14 | 0 | -1.1102e-14
Wave and ocean | 0 | 0 | 0 | 0 | 0 | 0 | 0 | 0 | 0 | 0 | 0 | 0 | 0 | 0 | 0 | 0
Hydro | 3633.3385 | 2813.9723 | 3398.9489 | 2965.74 | 2671.7317 | 3044.8733 | 2884.0334 | 3185.1083 | 3396.6779 | 3336.0344 | 3292.7641 | -0.66464 | -2.3786 | 0.76756 | 1.6495 | -0.31022
Run-of-river | 3970.5277 | 3394.2665 | 3832.7988 | 3534.4073 | 3123.7125 | 3949.2271 | 3924.2801 | 3925.8718 | 3884.7097 | 3781.5457 | 3765.2581 | -0.35241 | -2.0249 | 2.3078 | -0.1013 | -0.31183
Reservoirs (dams) | 3336.6978 | 2301.7057 | 3011.9629 | 2457.4892 | 2262.596 | 2214.0636 | 1895.8346 | 2459.1931 | 2900.5948 | 2875.0904 | 2794.2435 | -1.0187 | -2.8203 | -1.753 | 4.3443 | -0.37285
Pump storage | 666.9146 | 678.723 | 689.9489 | 710.9779 | 682.3258 | 681.5163 | 684.0671 | 683.0757 | 684.848 | 684.8745 | 684.8765 | 0.34013 | -0.11104 | 0.025491 | 0.011409 | 0.0004168
Electricity only | 4543.7125 | 4777.4119 | 4397.5622 | 4250.9129 | 3488.8972 | 3518.2875 | 3656.2022 | 3907.1666 | 3359.8318 | 3294.6752 | 3082.7748 | -0.32641 | -2.2881 | 0.46949 | -0.84178 | -0.85692
Nuclear | 6238.6722 | 6770.0675 | 6442.4343 | 6585.5784 | 6025.412 | 5867.686 | 6839.0155 | 7558.3969 | 7264.1819 | 7234.0809 | 7134.6596 | 0.32191 | -0.66697 | 1.2746 | 0.60494 | -0.17975
Nuclear - current | 6238.6722 | 6770.0675 | 6442.4343 | 6585.5784 | 6025.412 | 5867.686 | 6839.0155 | 7558.3969 | 7264.1819 | 7234.0809 | 7134.6596 | 0.32191 | -0.66697 | 1.2746 | 0.60494 | -0.17975
Nuclear III | 0 | 0 | 0 | 0 | 0 | 0 | 0 | 0 | 0 | 0 | 0 | 0 | 0 | 0 | 0 | 0
Nuclear IV | 0 | 0 | 0 | 0 | 0 | 0 | 0 | 0 | 0 | 0 | 0 | 0 | 0 | 0 | 0 | 0
Conventional thermal | 1744.2257 | 2085.4762 | 1733.5978 | 1483.172 | 239.6815 | 505.1156 | 325.099 | 5607.8038 | 2319.9791 | 1600.1723 | 260.553 | -0.0611 | -17.9519 | 3.0951 | 21.7158 | -19.6398
Coal fired | 2560.5948 | 2682.5175 | 2249.3598 | 2171.938 | 106.1399 | 1752 | 1752 | 0 | 0 | 0 | 0 | -1.2876 | -26.3145 | 32.3627 | 0 | 0
Integrated gasification combined cycle | 0 | 0 | 0 | 0 | 0 | 0 | 0 | 0 | 0 | 0 | 0 | 0 | 0 | 0 | 0 | 0
Supercritical steam turbine | 0 | 0 | 0 | 0 | 0 | 0 | 0 | 0 | 0 | 0 | 0 | 0 | 0 | 0 | 0 | 0
Fluidized bed combustion | 0 | 6294.6228 | 6679.7447 | 0 | 1112.0225 | 3086.7102 | 0 | 0 | 0 | 0 | 0 | 0 | -16.4136 | 0 | 0 | 0
Steam turbine | 2649.114 | 2538.6919 | 2049.2449 | 2366.2356 | 2.7827 | 1590.3116 | 2105.1955 | 0 | 0 | 0 | 0 | -2.5349 | -48.3242 | 94.036 | 0 | 0
Lignite fired | 0 | 0 | 0 | 0 | 0 | 0 | 0 | 0 | 0 | 0 | 0 | 0 | 0 | 0 | 0 | 0
Integrated gasification combined cycle | 0 | 0 | 0 | 0 | 0 | 0 | 0 | 0 | 0 | 0 | 0 | 0 | 0 | 0 | 0 | 0
Supercritical steam turbine | 0 | 0 | 0 | 0 | 0 | 0 | 0 | 0 | 0 | 0 | 0 | 0 | 0 | 0 | 0 | 0
Fluidized bed combustion | 0 | 0 | 0 | 0 | 0 | 0 | 0 | 0 | 0 | 0 | 0 | 0 | 0 | 0 | 0 | 0
Steam turbine | 0 | 0 | 0 | 0 | 0 | 0 | 0 | 0 | 0 | 0 | 0 | 0 | 0 | 0 | 0 | 0
Gas fired | 4561.9308 | 4868.3855 | 2921.3488 | 2164.7583 | 188.8228 | 35.1441 | 17.572 | 5973.1817 | 1916.6116 | 1268.9863 | 0 | -4.3591 | -23.9591 | -21.1364 | 59.8715 | 0
Gas turbine combined cycle | 6843.3891 | 6530.2596 | 3427.5541 | 2267.0948 | 216.7252 | 38.3059 | 19.8908 | 6346.2175 | 1680.3196 | 906.952 | 0 | -6.6807 | -24.1261 | -21.2457 | 55.8382 | 0
Gas turbine | 2983.3321 | 303.4334 | 0 | 1732.8479 | 0 | 0 | 0 | 0 | 0 | 0 | 0 | 0 | 0 | 0 | 0 | 0
Steam turbine | 7669.9563 | 3074.8692 | 0 | 1469.7597 | 0 | 31.4041 | 0 | 5153.3521 | 5494.3099 | 4731.6596 | 0 | 0 | 0 | 0 | 0 | 0
Internal combustion engine | 3242.7367 | 0 | 0 | 0 | 0 | 0 | 0 | 0 | 0 | 0 | 0 | 0 | 0 | 0 | 0 | 0
Derived gas fired | 4173.5408 | 3495.0443 | 3962.2768 | 6171.1959 | 6822.6448 | 6681.0809 | 6542.2943 | 6575.4264 | 6655.9837 | 6367.044 | 5108.6212 | -0.51811 | 5.5847 | -0.41871 | 0.17243 | -2.6112
Refinery gas fired | 0 | 0 | 0 | 2684.9738 | 3104.1532 | 5401.7181 | 5216.7581 | 5393.6737 | 5300.2276 | 5167.245 | 5009.1114 | 0 | 0 | 5.3285 | 0.15886 | -0.56332
Diesel oil fired | 183.3554 | 322.096 | 317.7811 | 109.8582 | 9.514 | 4.757 | 2.3785 | 1.1893 | 0 | 0 | 0 | 5.6534 | -29.5917 | -12.9449 | 0 | 0
Gas turbine combined cycle | 0 | 0 | 0 | 0 | 0 | 0 | 0 | 0 | 0 | 0 | 0 | 0 | 0 | 0 | 0 | 0
Gas turbine | 274.5998 | 465.1241 | 394.3126 | 134.5815 | 11.0006 | 0 | 0 | 0 | 0 | 0 | 0 | 3.6845 | -30.0871 | 0 | 0 | 0
Steam turbine | 0 | 0 | 0 | 0 | 0 | 0 | 0 | 0 | 0 | 0 | 0 | 0 | 0 | 0 | 0 | 0
Internal combustion engine | 0 | 22.7654 | 0 | 5.3627 | 0 | 41.9525 | 14.9155 | 7.4577 | 0 | 0 | 0 | 0 | 0 | 0 | 0 | 0
Fuel Oil fired | 547.8646 | 791.4954 | 498.2834 | 165.4721 | 7.5478 | 3.7739 | 1.887 | 0 | 0 | 0 | 0 | -0.94411 | -34.229 | -12.9449 | 0 | 0
Integrated gasification combined cycle | 0 | 0 | 0 | 0 | 0 | 0 | 0 | 0 | 0 | 0 | 0 | 0 | 0 | 0 | 0 | 0
Supercritical steam turbine | 0 | 0 | 0 | 0 | 0 | 0 | 0 | 0 | 0 | 0 | 0 | 0 | 0 | 0 | 0 | 0
Steam turbine | 547.8646 | 791.4954 | 498.2834 | 165.4721 | 7.5478 | 3.7739 | 1.887 | 0 | 0 | 0 | 0 | -0.94411 | -34.229 | -12.9449 | 0 | 0
Solid biomass & waste fired | 3088.6608 | 5358.6463 | 3590.1551 | 3577.7967 | 208.5527 | 104.2763 | 52.1382 | 5204.912 | 4777.7088 | 2310.9224 | 0 | 1.516 | -24.7667 | -12.9449 | 57.1109 | 0
Integrated gasification combined cycle | 0 | 0 | 0 | 0 | 0 | 0 | 0 | 0 | 0 | 0 | 0 | 0 | 0 | 0 | 0 | 0
Fluidized bed combustion | 3088.6608 | 5358.6463 | 3572.6508 | 3661.8609 | 218.0676 | 0 | 72.6184 | 5843.1232 | 4236.6759 | 1028.6458 | 0 | 1.4663 | -24.3933 | -10.4129 | 50.1751 | 0
Steam turbine | 0 | 0 | 4199.9508 | 2111.219 | 0 | 398.8246 | 0 | 3798.0318 | 6013.6984 | 4975.9972 | 0 | 0 | 0 | 0 | 0 | 0
Fuel cells | 0 | 0 | 0 | 0 | 0 | 0 | 0 | 0 | 0 | 0 | 0 | 0 | 0 | 0 | 0 | 0
Natural gas fuel cell power plant | 0 | 0 | 0 | 0 | 0 | 0 | 0 | 0 | 0 | 0 | 0 | 0 | 0 | 0 | 0 | 0
Hydrogen fuel cell power plant | 0 | 0 | 0 | 0 | 0 | 0 | 0 | 0 | 0 | 0 | 0 | 0 | 0 | 0 | 0 | 0
Wind | 1264.3923 | 1393.8715 | 1681.8691 | 2079.3838 | 2265.6661 | 2280.0855 | 2420.1202 | 2646.0067 | 2893.1701 | 3079.3201 | 3092.0645 | 2.8942 | 3.0245 | 0.66166 | 1.8014 | 0.66708
Onshore | 1264.3923 | 1393.8715 | 1681.8691 | 2079.3838 | 2258.7143 | 2264.9813 | 2331.1076 | 2452.077 | 2576.2938 | 2737.2741 | 2780.0734 | 2.8942 | 2.9928 | 0.31598 | 1.0051 | 0.76416
Offshore | 0 | 0 | 0 | 0 | 3203.9009 | 3247.5213 | 3782.6473 | 4005.0276 | 4167.8322 | 4244.2554 | 4055.6798 | 0 | 0 | 1.6744 | 0.97444 | -0.27241
Solar photovoltaics | 753.8326 | 811.8197 | 593.7629 | 1074.5249 | 1203.2493 | 1209.3771 | 1263.8882 | 1305.9973 | 1436.7954 | 1510.2767 | 1536.3419 | -2.3586 | 7.3184 | 0.49288 | 1.2905 | 0.67214
Solar thermal | 0 | 0 | 0 | 0 | 0 | 0 | 0 | 0 | 0 | 0 | 0 | 0 | 0 | 0 | 0 | 0
Geothermal | 0 | 0 | 0 | 0 | 0 | 0 | 0 | 0 | 0 | 0 | 0 | 0 | 0 | 0 | 0 | 0
Tide, wave and ocean | 2111.8884 | 2004.2689 | 1983.4393 | 2028.57 | 1981.4558 | 1981.4558 | 1981.4558 | 1981.4558 | 1981.4558 | 1981.4558 | 1981.4558 | -0.62554 | -0.010005 | -1.1102e-14 | 0 | -1.1102e-14
Tidal | 2111.8884 | 2004.2689 | 1983.4393 | 2028.57 | 1981.4558 | 1981.4558 | 1981.4558 | 1981.4558 | 1981.4558 | 1981.4558 | 1981.4558 | -0.62554 | -0.010005 | -1.1102e-14 | 0 | -1.1102e-14
Wave and ocean | 0 | 0 | 0 | 0 | 0 | 0 | 0 | 0 | 0 | 0 | 0 | 0 | 0 | 0 | 0 | 0
Hydro | 3633.3385 | 2813.9723 | 3398.9489 | 2965.74 | 2671.7317 | 3044.8733 | 2884.0334 | 3185.1083 | 3396.6779 | 3336.0344 | 3292.7641 | -0.66464 | -2.3786 | 0.76756 | 1.6495 | -0.31022
Run-of-river | 3970.5277 | 3394.2665 | 3832.7988 | 3534.4073 | 3123.7125 | 3949.2271 | 3924.2801 | 3925.8718 | 3884.7097 | 3781.5457 | 3765.2581 | -0.35241 | -2.0249 | 2.3078 | -0.1013 | -0.31183
Reservoirs (dams) | 3336.6978 | 2301.7057 | 3011.9629 | 2457.4892 | 2262.596 | 2214.0636 | 1895.8346 | 2459.1931 | 2900.5948 | 2875.0904 | 2794.2435 | -1.0187 | -2.8203 | -1.753 | 4.3443 | -0.37285
Pump storage | 666.9146 | 678.723 | 689.9489 | 710.9779 | 682.3258 | 681.5163 | 684.0671 | 683.0757 | 684.848 | 684.8745 | 684.8765 | 0.34013 | -0.11104 | 0.025491 | 0.011409 | 0.0004168
CHP power plants | 2902.821 | 3701.9671 | 3572.9169 | 2465.9467 | 1102.5457 | 1546.1086 | 1750.0877 | 4851.7712 | 4824.5772 | 3733.5267 | 3350.7844 | 2.0987 | -11.0927 | 4.7288 | 10.6726 | -3.5796
Nuclear | 0 | 0 | 0 | 0 | 0 | 0 | 0 | 0 | 0 | 0 | 0 | 0 | 0 | 0 | 0 | 0
Nuclear - current | 0 | 0 | 0 | 0 | 0 | 0 | 0 | 0 | 0 | 0 | 0 | 0 | 0 | 0 | 0 | 0
Nuclear III | 0 | 0 | 0 | 0 | 0 | 0 | 0 | 0 | 0 | 0 | 0 | 0 | 0 | 0 | 0 | 0
Nuclear IV | 0 | 0 | 0 | 0 | 0 | 0 | 0 | 0 | 0 | 0 | 0 | 0 | 0 | 0 | 0 | 0
Conventional thermal | 2902.821 | 3701.9671 | 3572.9169 | 2465.9467 | 1102.5457 | 1546.1086 | 1750.0877 | 4851.7712 | 4824.5772 | 3733.5267 | 3350.7844 | 2.0987 | -11.0927 | 4.7288 | 10.6726 | -3.5796
Coal fired | 2198.9785 | 3997.6058 | 4264.7624 | 622.0988 | 702.3821 | 813.3805 | 1302.2738 | 4347.6873 | 2457.8239 | 0 | 0 | 6.8482 | -16.5036 | 6.3685 | 6.5577 | 0
Integrated gasification combined cycle | 0 | 0 | 0 | 0 | 0 | 0 | 0 | 0 | 0 | 0 | 0 | 0 | 0 | 0 | 0 | 0
Supercritical steam turbine | 0 | 0 | 0 | 0 | 0 | 0 | 0 | 0 | 0 | 0 | 0 | 0 | 0 | 0 | 0 | 0
Fluidized bed combustion | 6860.4545 | 6198.1859 | 3574.2762 | 6048.1238 | 7495.2164 | 6294.231 | 0 | 0 | 0 | 0 | 0 | -6.3121 | 7.6861 | 0 | 0 | 0
Steam turbine | 2075.1423 | 3936.5061 | 4290.9026 | 245.8863 | 118.1033 | 31.3102 | 1302.2738 | 4347.6873 | 2457.8239 | 0 | 0 | 7.5351 | -30.1814 | 27.1288 | 6.5577 | 0
Lignite fired | 0 | 0 | 0 | 0 | 0 | 0 | 0 | 0 | 0 | 0 | 0 | 0 | 0 | 0 | 0 | 0
Integrated gasification combined cycle | 0 | 0 | 0 | 0 | 0 | 0 | 0 | 0 | 0 | 0 | 0 | 0 | 0 | 0 | 0 | 0
Supercritical steam turbine | 0 | 0 | 0 | 0 | 0 | 0 | 0 | 0 | 0 | 0 | 0 | 0 | 0 | 0 | 0 | 0
Fluidized bed combustion | 0 | 0 | 0 | 0 | 0 | 0 | 0 | 0 | 0 | 0 | 0 | 0 | 0 | 0 | 0 | 0
Steam turbine | 0 | 0 | 0 | 0 | 0 | 0 | 0 | 0 | 0 | 0 | 0 | 0 | 0 | 0 | 0 | 0
Gas fired | 3682.2285 | 4009.1396 | 3476.5977 | 1912.3453 | 797.4569 | 1363.4221 | 1474.3938 | 3600.4748 | 3615.9054 | 3294.507 | 3013.8863 | -0.57299 | -13.6912 | 6.3385 | 9.3857 | -1.8046
Gas turbine combined cycle | 6213.1271 | 6468.9305 | 5639.4672 | 3174.4603 | 1444.806 | 1767.7274 | 1379.6433 | 3598.4891 | 0 | 0 | 0 | -0.96407 | -12.7316 | -0.46044 | 0 | 0
Gas turbine | 3422.3308 | 2365.7888 | 2168.0046 | 896.8942 | 53.5899 | 63.7374 | 208.4057 | 3481.9439 | 0 | 0 | 0 | -4.4625 | -30.928 | 14.5467 | 0 | 0
Steam turbine | 5063.7302 | 5910.0118 | 5372.9451 | 3921.8691 | 1694.1157 | 2900.5051 | 3226.0125 | 4684.5967 | 4369.522 | 3294.507 | 3013.8863 | 0.59449 | -10.901 | 6.6528 | 3.0806 | -3.6461
Internal combustion engine | 609.0118 | 376.8241 | 84.4181 | 34.4887 | 22.8987 | 78.5394 | 157.9068 | 258.5237 | 0 | 0 | 0 | -17.9306 | -12.2317 | 21.2995 | 0 | 0
Derived gas fired | 1692.6599 | 1340.2995 | 907.3568 | 2519.277 | 6602.9908 | 6697.4067 | 6606.356 | 6622.0274 | 6906.5444 | 6410.0274 | 5143.1091 | -6.0448 | 21.9541 | 0.0050953 | 0.44536 | -2.9051
Refinery gas fired | 144.114 | 130.3024 | 1846.3659 | 3178.2897 | 4337.551 | 5504.3233 | 6616.4743 | 5420.6506 | 5326.7371 | 5193.0893 | 5034.1649 | 29.0509 | 8.9163 | 4.3129 | -2.1449 | -0.56332
Diesel oil fired | 0 | 92.2138 | 53.8902 | 1293.8442 | 62.0576 | 76.6337 | 102.382 | 0 | 0 | 0 | 0 | 0 | 1.4211 | 5.1339 | 0 | 0
Gas turbine combined cycle | 0 | 0 | 0 | 0 | 0 | 0 | 0 | 0 | 0 | 0 | 0 | 0 | 0 | 0 | 0 | 0
Gas turbine | 0 | 216.6725 | 125.852 | 2944.7282 | 90.1041 | 90.1805 | 102.382 | 0 | 0 | 0 | 0 | 0 | -3.2862 | 1.2856 | 0 | 0
Steam turbine | 0 | 0 | 0 | 0 | 0 | 0 | 0 | 0 | 0 | 0 | 0 | 0 | 0 | 0 | 0 | 0
Internal combustion engine | 0 | 1.1272 | 0.51882 | 0.60747 | 0 | 0 | 0 | 0 | 0 | 0 | 0 | 0 | 0 | 0 | 0 | 0
Fuel Oil fired | 0 | 3476.0834 | 5459.9268 | 1300.9176 | 1028.5444 | 296.534 | 1362.995 | 3117.543 | 0 | 0 | 0 | 0 | -15.374 | 2.8554 | 0 | 0
Integrated gasification combined cycle | 0 | 0 | 0 | 0 | 0 | 0 | 0 | 0 | 0 | 0 | 0 | 0 | 0 | 0 | 0 | 0
Supercritical steam turbine | 0 | 0 | 0 | 0 | 0 | 0 | 0 | 0 | 0 | 0 | 0 | 0 | 0 | 0 | 0 | 0
Steam turbine | 0 | 3476.0834 | 5459.9268 | 1300.9176 | 1028.5444 | 296.534 | 1362.995 | 3117.543 | 0 | 0 | 0 | 0 | -15.374 | 2.8554 | 0 | 0
Solid biomass & waste fired | 3848.726 | 5192.2747 | 5052.6331 | 5163.3203 | 2050.572 | 1769.1434 | 1632.5976 | 5958.6869 | 4794.2441 | 2794.1238 | 2415.2763 | 2.759 | -8.6232 | -2.2537 | 11.3741 | -6.6263
Integrated gasification combined cycle | 0 | 0 | 0 | 0 | 0 | 0 | 0 | 0 | 0 | 0 | 0 | 0 | 0 | 0 | 0 | 0
Fluidized bed combustion | 3828.7743 | 5404.8774 | 5119.0348 | 5073.2213 | 2278.7357 | 1823.9694 | 1444.1927 | 6503.0432 | 4932.7045 | 3045.2223 | 2806.6355 | 2.9468 | -7.7746 | -4.4583 | 13.0696 | -5.483
Steam turbine | 4071.0014 | 2307.1141 | 3798.9233 | 6110.4524 | 0 | 1303.5422 | 3202.8715 | 2006.4588 | 3940.7638 | 714.2072 | 0 | -0.68933 | 0 | 0 | 2.0949 | 0
Electricity only equipped with CCS | 0 | 0 | 0 | 0 | 0 | 0 | 0 | 0 | 0 | 0 | 7214.1025 | 0 | 0 | 0 | 0 | 0
Conventional thermal | 0 | 0 | 0 | 0 | 0 | 0 | 0 | 0 | 0 | 0 | 7214.1025 | 0 | 0 | 0 | 0 | 0
Coal fired | 0 | 0 | 0 | 0 | 0 | 0 | 0 | 0 | 0 | 0 | 0 | 0 | 0 | 0 | 0 | 0
Integrated gasification combined cycle | 0 | 0 | 0 | 0 | 0 | 0 | 0 | 0 | 0 | 0 | 0 | 0 | 0 | 0 | 0 | 0
Supercritical steam turbine | 0 | 0 | 0 | 0 | 0 | 0 | 0 | 0 | 0 | 0 | 0 | 0 | 0 | 0 | 0 | 0
Fluidized bed combustion | 0 | 0 | 0 | 0 | 0 | 0 | 0 | 0 | 0 | 0 | 0 | 0 | 0 | 0 | 0 | 0
Steam turbine | 0 | 0 | 0 | 0 | 0 | 0 | 0 | 0 | 0 | 0 | 0 | 0 | 0 | 0 | 0 | 0
Lignite fired | 0 | 0 | 0 | 0 | 0 | 0 | 0 | 0 | 0 | 0 | 0 | 0 | 0 | 0 | 0 | 0
Integrated gasification combined cycle | 0 | 0 | 0 | 0 | 0 | 0 | 0 | 0 | 0 | 0 | 0 | 0 | 0 | 0 | 0 | 0
Supercritical steam turbine | 0 | 0 | 0 | 0 | 0 | 0 | 0 | 0 | 0 | 0 | 0 | 0 | 0 | 0 | 0 | 0
Fluidized bed combustion | 0 | 0 | 0 | 0 | 0 | 0 | 0 | 0 | 0 | 0 | 0 | 0 | 0 | 0 | 0 | 0
Steam turbine | 0 | 0 | 0 | 0 | 0 | 0 | 0 | 0 | 0 | 0 | 0 | 0 | 0 | 0 | 0 | 0
Gas fired | 0 | 0 | 0 | 0 | 0 | 0 | 0 | 0 | 0 | 0 | 7214.1025 | 0 | 0 | 0 | 0 | 0
Gas turbine combined cycle | 0 | 0 | 0 | 0 | 0 | 0 | 0 | 0 | 0 | 0 | 7214.1025 | 0 | 0 | 0 | 0 | 0
Gas turbine | 0 | 0 | 0 | 0 | 0 | 0 | 0 | 0 | 0 | 0 | 0 | 0 | 0 | 0 | 0 | 0
Steam turbine | 0 | 0 | 0 | 0 | 0 | 0 | 0 | 0 | 0 | 0 | 0 | 0 | 0 | 0 | 0 | 0
Internal combustion engine | 0 | 0 | 0 | 0 | 0 | 0 | 0 | 0 | 0 | 0 | 0 | 0 | 0 | 0 | 0 | 0
Derived gas fired | 0 | 0 | 0 | 0 | 0 | 0 | 0 | 0 | 0 | 0 | 0 | 0 | 0 | 0 | 0 | 0
Refinery gas fired | 0 | 0 | 0 | 0 | 0 | 0 | 0 | 0 | 0 | 0 | 0 | 0 | 0 | 0 | 0 | 0
Diesel oil fired | 0 | 0 | 0 | 0 | 0 | 0 | 0 | 0 | 0 | 0 | 0 | 0 | 0 | 0 | 0 | 0
Gas turbine combined cycle | 0 | 0 | 0 | 0 | 0 | 0 | 0 | 0 | 0 | 0 | 0 | 0 | 0 | 0 | 0 | 0
Gas turbine | 0 | 0 | 0 | 0 | 0 | 0 | 0 | 0 | 0 | 0 | 0 | 0 | 0 | 0 | 0 | 0
Steam turbine | 0 | 0 | 0 | 0 | 0 | 0 | 0 | 0 | 0 | 0 | 0 | 0 | 0 | 0 | 0 | 0
Internal combustion engine | 0 | 0 | 0 | 0 | 0 | 0 | 0 | 0 | 0 | 0 | 0 | 0 | 0 | 0 | 0 | 0
Fuel Oil fired | 0 | 0 | 0 | 0 | 0 | 0 | 0 | 0 | 0 | 0 | 0 | 0 | 0 | 0 | 0 | 0
Integrated gasification combined cycle | 0 | 0 | 0 | 0 | 0 | 0 | 0 | 0 | 0 | 0 | 0 | 0 | 0 | 0 | 0 | 0
Supercritical steam turbine | 0 | 0 | 0 | 0 | 0 | 0 | 0 | 0 | 0 | 0 | 0 | 0 | 0 | 0 | 0 | 0
Steam turbine | 0 | 0 | 0 | 0 | 0 | 0 | 0 | 0 | 0 | 0 | 0 | 0 | 0 | 0 | 0 | 0
Solid biomass & waste fired | 0 | 0 | 0 | 0 | 0 | 0 | 0 | 0 | 0 | 0 | 0 | 0 | 0 | 0 | 0 | 0
Integrated gasification combined cycle | 0 | 0 | 0 | 0 | 0 | 0 | 0 | 0 | 0 | 0 | 0 | 0 | 0 | 0 | 0 | 0
Fluidized bed combustion | 0 | 0 | 0 | 0 | 0 | 0 | 0 | 0 | 0 | 0 | 0 | 0 | 0 | 0 | 0 | 0
Steam turbine | 0 | 0 | 0 | 0 | 0 | 0 | 0 | 0 | 0 | 0 | 0 | 0 | 0 | 0 | 0 | 0
CHP power plants equipped with CCS | 0 | 0 | 0 | 0 | 0 | 0 | 0 | 0 | 0 | 0 | 0 | 0 | 0 | 0 | 0 | 0
Conventional thermal | 0 | 0 | 0 | 0 | 0 | 0 | 0 | 0 | 0 | 0 | 0 | 0 | 0 | 0 | 0 | 0
Coal fired | 0 | 0 | 0 | 0 | 0 | 0 | 0 | 0 | 0 | 0 | 0 | 0 | 0 | 0 | 0 | 0
Integrated gasification combined cycle | 0 | 0 | 0 | 0 | 0 | 0 | 0 | 0 | 0 | 0 | 0 | 0 | 0 | 0 | 0 | 0
Supercritical steam turbine | 0 | 0 | 0 | 0 | 0 | 0 | 0 | 0 | 0 | 0 | 0 | 0 | 0 | 0 | 0 | 0
Fluidized bed combustion | 0 | 0 | 0 | 0 | 0 | 0 | 0 | 0 | 0 | 0 | 0 | 0 | 0 | 0 | 0 | 0
Steam turbine | 0 | 0 | 0 | 0 | 0 | 0 | 0 | 0 | 0 | 0 | 0 | 0 | 0 | 0 | 0 | 0
Lignite fired | 0 | 0 | 0 | 0 | 0 | 0 | 0 | 0 | 0 | 0 | 0 | 0 | 0 | 0 | 0 | 0
Integrated gasification combined cycle | 0 | 0 | 0 | 0 | 0 | 0 | 0 | 0 | 0 | 0 | 0 | 0 | 0 | 0 | 0 | 0
Supercritical steam turbine | 0 | 0 | 0 | 0 | 0 | 0 | 0 | 0 | 0 | 0 | 0 | 0 | 0 | 0 | 0 | 0
Fluidized bed combustion | 0 | 0 | 0 | 0 | 0 | 0 | 0 | 0 | 0 | 0 | 0 | 0 | 0 | 0 | 0 | 0
Steam turbine | 0 | 0 | 0 | 0 | 0 | 0 | 0 | 0 | 0 | 0 | 0 | 0 | 0 | 0 | 0 | 0
Gas fired | 0 | 0 | 0 | 0 | 0 | 0 | 0 | 0 | 0 | 0 | 0 | 0 | 0 | 0 | 0 | 0
Gas turbine combined cycle | 0 | 0 | 0 | 0 | 0 | 0 | 0 | 0 | 0 | 0 | 0 | 0 | 0 | 0 | 0 | 0
Gas turbine | 0 | 0 | 0 | 0 | 0 | 0 | 0 | 0 | 0 | 0 | 0 | 0 | 0 | 0 | 0 | 0
Steam turbine | 0 | 0 | 0 | 0 | 0 | 0 | 0 | 0 | 0 | 0 | 0 | 0 | 0 | 0 | 0 | 0
Internal combustion engine | 0 | 0 | 0 | 0 | 0 | 0 | 0 | 0 | 0 | 0 | 0 | 0 | 0 | 0 | 0 | 0
Derived gas fired | 0 | 0 | 0 | 0 | 0 | 0 | 0 | 0 | 0 | 0 | 0 | 0 | 0 | 0 | 0 | 0
Refinery gas fired | 0 | 0 | 0 | 0 | 0 | 0 | 0 | 0 | 0 | 0 | 0 | 0 | 0 | 0 | 0 | 0
Diesel oil fired | 0 | 0 | 0 | 0 | 0 | 0 | 0 | 0 | 0 | 0 | 0 | 0 | 0 | 0 | 0 | 0
Gas turbine combined cycle | 0 | 0 | 0 | 0 | 0 | 0 | 0 | 0 | 0 | 0 | 0 | 0 | 0 | 0 | 0 | 0
Gas turbine | 0 | 0 | 0 | 0 | 0 | 0 | 0 | 0 | 0 | 0 | 0 | 0 | 0 | 0 | 0 | 0
Steam turbine | 0 | 0 | 0 | 0 | 0 | 0 | 0 | 0 | 0 | 0 | 0 | 0 | 0 | 0 | 0 | 0
Internal combustion engine | 0 | 0 | 0 | 0 | 0 | 0 | 0 | 0 | 0 | 0 | 0 | 0 | 0 | 0 | 0 | 0
Fuel Oil fired | 0 | 0 | 0 | 0 | 0 | 0 | 0 | 0 | 0 | 0 | 0 | 0 | 0 | 0 | 0 | 0
Integrated gasification combined cycle | 0 | 0 | 0 | 0 | 0 | 0 | 0 | 0 | 0 | 0 | 0 | 0 | 0 | 0 | 0 | 0
Supercritical steam turbine | 0 | 0 | 0 | 0 | 0 | 0 | 0 | 0 | 0 | 0 | 0 | 0 | 0 | 0 | 0 | 0
Steam turbine | 0 | 0 | 0 | 0 | 0 | 0 | 0 | 0 | 0 | 0 | 0 | 0 | 0 | 0 | 0 | 0
Solid biomass & waste fired | 0 | 0 | 0 | 0 | 0 | 0 | 0 | 0 | 0 | 0 | 0 | 0 | 0 | 0 | 0 | 0
Integrated gasification combined cycle | 0 | 0 | 0 | 0 | 0 | 0 | 0 | 0 | 0 | 0 | 0 | 0 | 0 | 0 | 0 | 0
Fluidized bed combustion | 0 | 0 | 0 | 0 | 0 | 0 | 0 | 0 | 0 | 0 | 0 | 0 | 0 | 0 | 0 | 0
Steam turbine | 0 | 0 | 0 | 0 | 0 | 0 | 0 | 0 | 0 | 0 | 0 | 0 | 0 | 0 | 0 | 0

## Rate of Use
FR: Rate of use | 2000 | 2005 | 2010 | 2015 | 2020 | 2025 | 2030 | 2035 | 2040 | 2045 | 2050
Total | 0.51222 | 0.54015 | 0.49841 | 0.47823 | 0.39065 | 0.3965 | 0.41336 | 0.4473 | 0.38451 | 0.3763 | 0.36198
Nuclear | 0.71218 | 0.77284 | 0.73544 | 0.75178 | 0.68783 | 0.66983 | 0.78071 | 0.86283 | 0.82924 | 0.82581 | 0.81446
Nuclear - current | 0.71218 | 0.77284 | 0.73544 | 0.75178 | 0.68783 | 0.66983 | 0.78071 | 0.86283 | 0.82924 | 0.82581 | 0.81446
Nuclear III | 0 | 0 | 0 | 0 | 0 | 0 | 0 | 0 | 0 | 0 | 0
Nuclear IV | 0 | 0 | 0 | 0 | 0 | 0 | 0 | 0 | 0 | 0 | 0
Conventional thermal | 0.21922 | 0.27247 | 0.23249 | 0.19002 | 0.045208 | 0.077034 | 0.059667 | 0.63129 | 0.28417 | 0.19864 | 0.28926
Coal fired | 0.29052 | 0.31331 | 0.26592 | 0.24044 | 0.014804 | 0.19686 | 0.19759 | 0.49631 | 0.28057 | 0 | 0
Integrated gasification combined cycle | 0 | 0 | 0 | 0 | 0 | 0 | 0 | 0 | 0 | 0 | 0
Supercritical steam turbine | 0 | 0 | 0 | 0 | 0 | 0 | 0 | 0 | 0 | 0 | 0
Fluidized bed combustion | 0.026442 | 0.71819 | 0.75056 | 0.023311 | 0.15155 | 0.36473 | 0 | 0 | 0 | 0 | 0
Steam turbine | 0.29956 | 0.29742 | 0.24417 | 0.25968 | 0.00084517 | 0.17641 | 0.2352 | 0.49631 | 0.28057 | 0 | 0
Lignite fired | 0 | 0 | 0 | 0 | 0 | 0 | 0 | 0 | 0 | 0 | 0
Integrated gasification combined cycle | 0 | 0 | 0 | 0 | 0 | 0 | 0 | 0 | 0 | 0 | 0
Supercritical steam turbine | 0 | 0 | 0 | 0 | 0 | 0 | 0 | 0 | 0 | 0 | 0
Fluidized bed combustion | 0 | 0 | 0 | 0 | 0 | 0 | 0 | 0 | 0 | 0 | 0
Steam turbine | 0 | 0 | 0 | 0 | 0 | 0 | 0 | 0 | 0 | 0 | 0
Gas fired | 0.44048 | 0.49268 | 0.35797 | 0.2379 | 0.040832 | 0.033632 | 0.02215 | 0.66568 | 0.22178 | 0.14561 | 0.29616
Gas turbine combined cycle | 0.72092 | 0.7421 | 0.446 | 0.27618 | 0.045658 | 0.030003 | 0.018106 | 0.71023 | 0.19182 | 0.10353 | 0.31896
Gas turbine | 0.37716 | 0.21348 | 0.15266 | 0.13699 | 0.0035586 | 0.0037225 | 0.0048656 | 0.021277 | 0 | 0 | 0
Steam turbine | 0.63758 | 0.6206 | 0.50357 | 0.37294 | 0.10449 | 0.096063 | 0.078942 | 0.57884 | 0.60698 | 0.53472 | 0.0048452
Internal combustion engine | 0.10799 | 0.035417 | 0.0080133 | 0.0033098 | 0.0021946 | 0.0066259 | 0.017897 | 0.029215 | 0 | 0 | 0
Derived gas fired | 0.4496 | 0.37515 | 0.41278 | 0.68686 | 0.77776 | 0.7629 | 0.74821 | 0.75182 | 0.76611 | 0.72807 | 0.58417
Refinery gas fired | 0.014211 | 0.012809 | 0.18809 | 0.34633 | 0.44893 | 0.62527 | 0.70771 | 0.61802 | 0.60732 | 0.59208 | 0.57396
Diesel oil fired | 0.019997 | 0.034725 | 0.034405 | 0.020602 | 0.0013518 | 0.000905 | 0.00095287 | 0.00013576 | 0 | 0 | 0
Gas turbine combined cycle | 0 | 0 | 0 | 0 | 0 | 0 | 0 | 0 | 0 | 0 | 0
Gas turbine | 0.031144 | 0.051675 | 0.043976 | 0.026047 | 0.0015772 | 0.00043608 | 0.0008206 | 0 | 0 | 0 | 0
Steam turbine | 0 | 0 | 0 | 0 | 0 | 0 | 0 | 0 | 0 | 0 | 0
Internal combustion engine | 0 | 0.002275 | 9.7059e-06 | 0.00052709 | 0 | 0.0045132 | 0.0017027 | 0.00085134 | 0 | 0 | 0
Fuel Oil fired | 0.060713 | 0.099553 | 0.06768 | 0.020699 | 0.0023288 | 0.0013916 | 0.0064741 | 0.26502 | 0 | 0 | 0
Integrated gasification combined cycle | 0 | 0 | 0 | 0 | 0 | 0 | 0 | 0 | 0 | 0 | 0
Supercritical steam turbine | 0 | 0 | 0 | 0 | 0 | 0 | 0 | 0 | 0 | 0 | 0
Steam turbine | 0.060713 | 0.099553 | 0.06768 | 0.020699 | 0.0023288 | 0.0013916 | 0.0064741 | 0.26502 | 0 | 0 | 0
Solid biomass & waste fired | 0.39583 | 0.60214 | 0.494 | 0.51461 | 0.13366 | 0.090817 | 0.074646 | 0.62651 | 0.54604 | 0.28075 | 0.080538
Integrated gasification combined cycle | 0 | 0 | 0 | 0 | 0 | 0 | 0 | 0 | 0 | 0 | 0
Fluidized bed combustion | 0.39288 | 0.61428 | 0.4958 | 0.51117 | 0.14421 | 0.09628 | 0.076134 | 0.69978 | 0.51435 | 0.20249 | 0.11804
Steam turbine | 0.46473 | 0.26337 | 0.44983 | 0.55812 | 0 | 0.068502 | 0.069226 | 0.39484 | 0.64169 | 0.50567 | 0
Fuel cells | 0 | 0 | 0 | 0 | 0 | 0 | 0 | 0 | 0 | 0 | 0
Natural gas fuel cell power plant | 0 | 0 | 0 | 0 | 0 | 0 | 0 | 0 | 0 | 0 | 0
Hydrogen fuel cell power plant | 0 | 0 | 0 | 0 | 0 | 0 | 0 | 0 | 0 | 0 | 0
Wind | 0.14434 | 0.15912 | 0.19199 | 0.23737 | 0.25864 | 0.26028 | 0.27627 | 0.30206 | 0.33027 | 0.35152 | 0.35298
Onshore | 0.14434 | 0.15912 | 0.19199 | 0.23737 | 0.25784 | 0.25856 | 0.26611 | 0.27992 | 0.2941 | 0.31247 | 0.31736
Offshore | 0 | 0 | 0 | 0 | 0.36574 | 0.37072 | 0.43181 | 0.45719 | 0.47578 | 0.4845 | 0.46298
Solar photovoltaics | 0.086054 | 0.092673 | 0.067781 | 0.12266 | 0.13736 | 0.13806 | 0.14428 | 0.14909 | 0.16402 | 0.17241 | 0.17538
Solar thermal | 0 | 0 | 0 | 0 | 0 | 0 | 0 | 0 | 0 | 0 | 0
Geothermal | 0 | 0 | 0 | 0 | 0 | 0 | 0 | 0 | 0 | 0 | 0
Tide, wave and ocean | 0.24108 | 0.2288 | 0.22642 | 0.23157 | 0.22619 | 0.22619 | 0.22619 | 0.22619 | 0.22619 | 0.22619 | 0.22619
Tidal | 0.24108 | 0.2288 | 0.22642 | 0.23157 | 0.22619 | 0.22619 | 0.22619 | 0.22619 | 0.22619 | 0.22619 | 0.22619
Wave and ocean | 0 | 0 | 0 | 0 | 0 | 0 | 0 | 0 | 0 | 0 | 0
Hydro | 0.41476 | 0.32123 | 0.38801 | 0.33855 | 0.30499 | 0.34759 | 0.32923 | 0.3636 | 0.38775 | 0.38083 | 0.37589
Run-of-river | 0.45326 | 0.38747 | 0.43753 | 0.40347 | 0.35659 | 0.45083 | 0.44798 | 0.44816 | 0.44346 | 0.43168 | 0.42982
Reservoirs (dams) | 0.3809 | 0.26275 | 0.34383 | 0.28054 | 0.25829 | 0.25275 | 0.21642 | 0.28073 | 0.33112 | 0.32821 | 0.31898
Pump storage | 0.076132 | 0.07748 | 0.078761 | 0.081162 | 0.077891 | 0.077799 | 0.07809 | 0.077977 | 0.078179 | 0.078182 | 0.078182
Electricity only | 0.51869 | 0.54537 | 0.502 | 0.48526 | 0.39828 | 0.40163 | 0.41737 | 0.44602 | 0.38354 | 0.3761 | 0.35191
Nuclear | 0.71218 | 0.77284 | 0.73544 | 0.75178 | 0.68783 | 0.66983 | 0.78071 | 0.86283 | 0.82924 | 0.82581 | 0.81446
Nuclear - current | 0.71218 | 0.77284 | 0.73544 | 0.75178 | 0.68783 | 0.66983 | 0.78071 | 0.86283 | 0.82924 | 0.82581 | 0.81446
Nuclear III | 0 | 0 | 0 | 0 | 0 | 0 | 0 | 0 | 0 | 0 | 0
Nuclear IV | 0 | 0 | 0 | 0 | 0 | 0 | 0 | 0 | 0 | 0 | 0
Conventional thermal | 0.19911 | 0.23807 | 0.1979 | 0.16931 | 0.027361 | 0.057662 | 0.037112 | 0.64016 | 0.26484 | 0.18267 | 0.029743
Coal fired | 0.29231 | 0.30622 | 0.25678 | 0.24794 | 0.012116 | 0.2 | 0.2 | 0 | 0 | 0 | 0
Integrated gasification combined cycle | 0 | 0 | 0 | 0 | 0 | 0 | 0 | 0 | 0 | 0 | 0
Supercritical steam turbine | 0 | 0 | 0 | 0 | 0 | 0 | 0 | 0 | 0 | 0 | 0
Fluidized bed combustion | 0 | 0.71856 | 0.76253 | 0 | 0.12694 | 0.35236 | 0 | 0 | 0 | 0 | 0
Steam turbine | 0.30241 | 0.28981 | 0.23393 | 0.27012 | 0.00031766 | 0.18154 | 0.24032 | 0 | 0 | 0 | 0
Lignite fired | 0 | 0 | 0 | 0 | 0 | 0 | 0 | 0 | 0 | 0 | 0
Integrated gasification combined cycle | 0 | 0 | 0 | 0 | 0 | 0 | 0 | 0 | 0 | 0 | 0
Supercritical steam turbine | 0 | 0 | 0 | 0 | 0 | 0 | 0 | 0 | 0 | 0 | 0
Fluidized bed combustion | 0 | 0 | 0 | 0 | 0 | 0 | 0 | 0 | 0 | 0 | 0
Steam turbine | 0 | 0 | 0 | 0 | 0 | 0 | 0 | 0 | 0 | 0 | 0
Gas fired | 0.52077 | 0.55575 | 0.33349 | 0.24712 | 0.021555 | 0.0040119 | 0.0020059 | 0.68187 | 0.21879 | 0.14486 | 0
Gas turbine combined cycle | 0.78121 | 0.74546 | 0.39127 | 0.2588 | 0.02474 | 0.0043728 | 0.0022706 | 0.72445 | 0.19182 | 0.10353 | 0
Gas turbine | 0.34056 | 0.034639 | 0 | 0.19781 | 0 | 0 | 0 | 0 | 0 | 0 | 0
Steam turbine | 0.87557 | 0.35101 | 0 | 0.16778 | 0 | 0.0035849 | 0 | 0.58828 | 0.6272 | 0.54014 | 0
Internal combustion engine | 0.37018 | 0 | 0 | 0 | 0 | 0 | 0 | 0 | 0 | 0 | 0
Derived gas fired | 0.47643 | 0.39898 | 0.45231 | 0.70447 | 0.77884 | 0.76268 | 0.74684 | 0.75062 | 0.75982 | 0.72683 | 0.58318
Refinery gas fired | 0 | 0 | 0 | 0.3065 | 0.35436 | 0.61663 | 0.59552 | 0.61572 | 0.60505 | 0.58987 | 0.57182
Diesel oil fired | 0.020931 | 0.036769 | 0.036276 | 0.012541 | 0.0010861 | 0.00054304 | 0.00027152 | 0.00013576 | 0 | 0 | 0
Gas turbine combined cycle | 0 | 0 | 0 | 0 | 0 | 0 | 0 | 0 | 0 | 0 | 0
Gas turbine | 0.031347 | 0.053096 | 0.045013 | 0.015363 | 0.0012558 | 0 | 0 | 0 | 0 | 0 | 0
Steam turbine | 0 | 0 | 0 | 0 | 0 | 0 | 0 | 0 | 0 | 0 | 0
Internal combustion engine | 0 | 0.0025988 | 0 | 0.00061218 | 0 | 0.0047891 | 0.0017027 | 0.00085134 | 0 | 0 | 0
Fuel Oil fired | 0.062542 | 0.090353 | 0.056882 | 0.01889 | 0.00086162 | 0.00043081 | 0.00021541 | 0 | 0 | 0 | 0
Integrated gasification combined cycle | 0 | 0 | 0 | 0 | 0 | 0 | 0 | 0 | 0 | 0 | 0
Supercritical steam turbine | 0 | 0 | 0 | 0 | 0 | 0 | 0 | 0 | 0 | 0 | 0
Steam turbine | 0.062542 | 0.090353 | 0.056882 | 0.01889 | 0.00086162 | 0.00043081 | 0.00021541 | 0 | 0 | 0 | 0
Solid biomass & waste fired | 0.35259 | 0.61172 | 0.40984 | 0.40842 | 0.023807 | 0.011904 | 0.0059518 | 0.59417 | 0.5454 | 0.2638 | 0
Integrated gasification combined cycle | 0 | 0 | 0 | 0 | 0 | 0 | 0 | 0 | 0 | 0 | 0
Fluidized bed combustion | 0.35259 | 0.61172 | 0.40784 | 0.41802 | 0.024894 | 0 | 0.0082898 | 0.66702 | 0.48364 | 0.11743 | 0
Steam turbine | 0 | 0 | 0.47945 | 0.24101 | 0 | 0.045528 | 0 | 0.43357 | 0.6865 | 0.56804 | 0
Fuel cells | 0 | 0 | 0 | 0 | 0 | 0 | 0 | 0 | 0 | 0 | 0
Natural gas fuel cell power plant | 0 | 0 | 0 | 0 | 0 | 0 | 0 | 0 | 0 | 0 | 0
Hydrogen fuel cell power plant | 0 | 0 | 0 | 0 | 0 | 0 | 0 | 0 | 0 | 0 | 0
Wind | 0.14434 | 0.15912 | 0.19199 | 0.23737 | 0.25864 | 0.26028 | 0.27627 | 0.30206 | 0.33027 | 0.35152 | 0.35298
Onshore | 0.14434 | 0.15912 | 0.19199 | 0.23737 | 0.25784 | 0.25856 | 0.26611 | 0.27992 | 0.2941 | 0.31247 | 0.31736
Offshore | 0 | 0 | 0 | 0 | 0.36574 | 0.37072 | 0.43181 | 0.45719 | 0.47578 | 0.4845 | 0.46298
Solar photovoltaics | 0.086054 | 0.092673 | 0.067781 | 0.12266 | 0.13736 | 0.13806 | 0.14428 | 0.14909 | 0.16402 | 0.17241 | 0.17538
Solar thermal | 0 | 0 | 0 | 0 | 0 | 0 | 0 | 0 | 0 | 0 | 0
Geothermal | 0 | 0 | 0 | 0 | 0 | 0 | 0 | 0 | 0 | 0 | 0
Tide, wave and ocean | 0.24108 | 0.2288 | 0.22642 | 0.23157 | 0.22619 | 0.22619 | 0.22619 | 0.22619 | 0.22619 | 0.22619 | 0.22619
Tidal | 0.24108 | 0.2288 | 0.22642 | 0.23157 | 0.22619 | 0.22619 | 0.22619 | 0.22619 | 0.22619 | 0.22619 | 0.22619
Wave and ocean | 0 | 0 | 0 | 0 | 0 | 0 | 0 | 0 | 0 | 0 | 0
Hydro | 0.41476 | 0.32123 | 0.38801 | 0.33855 | 0.30499 | 0.34759 | 0.32923 | 0.3636 | 0.38775 | 0.38083 | 0.37589
Run-of-river | 0.45326 | 0.38747 | 0.43753 | 0.40347 | 0.35659 | 0.45083 | 0.44798 | 0.44816 | 0.44346 | 0.43168 | 0.42982
Reservoirs (dams) | 0.3809 | 0.26275 | 0.34383 | 0.28054 | 0.25829 | 0.25275 | 0.21642 | 0.28073 | 0.33112 | 0.32821 | 0.31898
Pump storage | 0.076132 | 0.07748 | 0.078761 | 0.081162 | 0.077891 | 0.077799 | 0.07809 | 0.077977 | 0.078179 | 0.078182 | 0.078182
CHP power plants | 0.33137 | 0.4226 | 0.40787 | 0.2815 | 0.12586 | 0.1765 | 0.19978 | 0.55386 | 0.55075 | 0.4262 | 0.38251
Nuclear | 0 | 0 | 0 | 0 | 0 | 0 | 0 | 0 | 0 | 0 | 0
Nuclear - current | 0 | 0 | 0 | 0 | 0 | 0 | 0 | 0 | 0 | 0 | 0
Nuclear III | 0 | 0 | 0 | 0 | 0 | 0 | 0 | 0 | 0 | 0 | 0
Nuclear IV | 0 | 0 | 0 | 0 | 0 | 0 | 0 | 0 | 0 | 0 | 0
Conventional thermal | 0.33137 | 0.4226 | 0.40787 | 0.2815 | 0.12586 | 0.1765 | 0.19978 | 0.55386 | 0.55075 | 0.4262 | 0.38251
Coal fired | 0.25102 | 0.45635 | 0.48685 | 0.071016 | 0.080181 | 0.092852 | 0.14866 | 0.49631 | 0.28057 | 0 | 0
Integrated gasification combined cycle | 0 | 0 | 0 | 0 | 0 | 0 | 0 | 0 | 0 | 0 | 0
Supercritical steam turbine | 0 | 0 | 0 | 0 | 0 | 0 | 0 | 0 | 0 | 0 | 0
Fluidized bed combustion | 0.78316 | 0.70756 | 0.40802 | 0.69043 | 0.85562 | 0.71852 | 0 | 0 | 0 | 0 | 0
Steam turbine | 0.23689 | 0.44937 | 0.48983 | 0.028069 | 0.013482 | 0.0035742 | 0.14866 | 0.49631 | 0.28057 | 0 | 0
Lignite fired | 0 | 0 | 0 | 0 | 0 | 0 | 0 | 0 | 0 | 0 | 0
Integrated gasification combined cycle | 0 | 0 | 0 | 0 | 0 | 0 | 0 | 0 | 0 | 0 | 0
Supercritical steam turbine | 0 | 0 | 0 | 0 | 0 | 0 | 0 | 0 | 0 | 0 | 0
Fluidized bed combustion | 0 | 0 | 0 | 0 | 0 | 0 | 0 | 0 | 0 | 0 | 0
Steam turbine | 0 | 0 | 0 | 0 | 0 | 0 | 0 | 0 | 0 | 0 | 0
Gas fired | 0.42035 | 0.45766 | 0.39687 | 0.2183 | 0.091034 | 0.15564 | 0.16831 | 0.41101 | 0.41277 | 0.37609 | 0.34405
Gas turbine combined cycle | 0.70926 | 0.73846 | 0.64377 | 0.36238 | 0.16493 | 0.2018 | 0.15749 | 0.41079 | 0 | 0 | 0
Gas turbine | 0.39068 | 0.27007 | 0.24749 | 0.10239 | 0.0061176 | 0.007276 | 0.023791 | 0.39748 | 0 | 0 | 0
Steam turbine | 0.57805 | 0.67466 | 0.61335 | 0.4477 | 0.19339 | 0.33111 | 0.36827 | 0.53477 | 0.4988 | 0.37609 | 0.34405
Internal combustion engine | 0.069522 | 0.043016 | 0.0096368 | 0.0039371 | 0.002614 | 0.0089657 | 0.018026 | 0.029512 | 0 | 0 | 0
Derived gas fired | 0.19323 | 0.153 | 0.10358 | 0.28759 | 0.75377 | 0.76454 | 0.75415 | 0.75594 | 0.78842 | 0.73174 | 0.58711
Refinery gas fired | 0.016451 | 0.014875 | 0.21077 | 0.36282 | 0.49515 | 0.62835 | 0.75531 | 0.6188 | 0.60808 | 0.59282 | 0.57468
Diesel oil fired | 0 | 0.010527 | 0.0061519 | 0.1477 | 0.0070842 | 0.0087481 | 0.011687 | 0 | 0 | 0 | 0
Gas turbine combined cycle | 0 | 0 | 0 | 0 | 0 | 0 | 0 | 0 | 0 | 0 | 0
Gas turbine | 0 | 0.024734 | 0.014367 | 0.33616 | 0.010286 | 0.010295 | 0.011687 | 0 | 0 | 0 | 0
Steam turbine | 0 | 0 | 0 | 0 | 0 | 0 | 0 | 0 | 0 | 0 | 0
Internal combustion engine | 0 | 0.00012867 | 5.9226e-05 | 6.9346e-05 | 0 | 0 | 0 | 0 | 0 | 0 | 0
Fuel Oil fired | 0 | 0.39681 | 0.62328 | 0.14851 | 0.11741 | 0.033851 | 0.15559 | 0.35588 | 0 | 0 | 0
Integrated gasification combined cycle | 0 | 0 | 0 | 0 | 0 | 0 | 0 | 0 | 0 | 0 | 0
Supercritical steam turbine | 0 | 0 | 0 | 0 | 0 | 0 | 0 | 0 | 0 | 0 | 0
Steam turbine | 0 | 0.39681 | 0.62328 | 0.14851 | 0.11741 | 0.033851 | 0.15559 | 0.35588 | 0 | 0 | 0
Solid biomass & waste fired | 0.43935 | 0.59273 | 0.57678 | 0.58942 | 0.23408 | 0.20196 | 0.18637 | 0.68022 | 0.54729 | 0.31896 | 0.27572
Integrated gasification combined cycle | 0 | 0 | 0 | 0 | 0 | 0 | 0 | 0 | 0 | 0 | 0
Fluidized bed combustion | 0.43707 | 0.617 | 0.58436 | 0.57913 | 0.26013 | 0.20822 | 0.16486 | 0.74236 | 0.56309 | 0.34763 | 0.32039
Steam turbine | 0.46473 | 0.26337 | 0.43367 | 0.69754 | 0 | 0.14881 | 0.36562 | 0.22905 | 0.44986 | 0.081531 | 0
Electricity only equipped with CCS | 0 | 0 | 0 | 0 | 0 | 0 | 0 | 0 | 0 | 0 | 0.82353
Conventional thermal | 0 | 0 | 0 | 0 | 0 | 0 | 0 | 0 | 0 | 0 | 0.82353
Coal fired | 0 | 0 | 0 | 0 | 0 | 0 | 0 | 0 | 0 | 0 | 0
Integrated gasification combined cycle | 0 | 0 | 0 | 0 | 0 | 0 | 0 | 0 | 0 | 0 | 0
Supercritical steam turbine | 0 | 0 | 0 | 0 | 0 | 0 | 0 | 0 | 0 | 0 | 0
Fluidized bed combustion | 0 | 0 | 0 | 0 | 0 | 0 | 0 | 0 | 0 | 0 | 0
Steam turbine | 0 | 0 | 0 | 0 | 0 | 0 | 0 | 0 | 0 | 0 | 0
Lignite fired | 0 | 0 | 0 | 0 | 0 | 0 | 0 | 0 | 0 | 0 | 0
Integrated gasification combined cycle | 0 | 0 | 0 | 0 | 0 | 0 | 0 | 0 | 0 | 0 | 0
Supercritical steam turbine | 0 | 0 | 0 | 0 | 0 | 0 | 0 | 0 | 0 | 0 | 0
Fluidized bed combustion | 0 | 0 | 0 | 0 | 0 | 0 | 0 | 0 | 0 | 0 | 0
Steam turbine | 0 | 0 | 0 | 0 | 0 | 0 | 0 | 0 | 0 | 0 | 0
Gas fired | 0 | 0 | 0 | 0 | 0 | 0 | 0 | 0 | 0 | 0 | 0.82353
Gas turbine combined cycle | 0 | 0 | 0 | 0 | 0 | 0 | 0 | 0 | 0 | 0 | 0.82353
Gas turbine | 0 | 0 | 0 | 0 | 0 | 0 | 0 | 0 | 0 | 0 | 0
Steam turbine | 0 | 0 | 0 | 0 | 0 | 0 | 0 | 0 | 0 | 0 | 0
Internal combustion engine | 0 | 0 | 0 | 0 | 0 | 0 | 0 | 0 | 0 | 0 | 0
Derived gas fired | 0 | 0 | 0 | 0 | 0 | 0 | 0 | 0 | 0 | 0 | 0
Refinery gas fired | 0 | 0 | 0 | 0 | 0 | 0 | 0 | 0 | 0 | 0 | 0
Diesel oil fired | 0 | 0 | 0 | 0 | 0 | 0 | 0 | 0 | 0 | 0 | 0
Gas turbine combined cycle | 0 | 0 | 0 | 0 | 0 | 0 | 0 | 0 | 0 | 0 | 0
Gas turbine | 0 | 0 | 0 | 0 | 0 | 0 | 0 | 0 | 0 | 0 | 0
Steam turbine | 0 | 0 | 0 | 0 | 0 | 0 | 0 | 0 | 0 | 0 | 0
Internal combustion engine | 0 | 0 | 0 | 0 | 0 | 0 | 0 | 0 | 0 | 0 | 0
Fuel Oil fired | 0 | 0 | 0 | 0 | 0 | 0 | 0 | 0 | 0 | 0 | 0
Integrated gasification combined cycle | 0 | 0 | 0 | 0 | 0 | 0 | 0 | 0 | 0 | 0 | 0
Supercritical steam turbine | 0 | 0 | 0 | 0 | 0 | 0 | 0 | 0 | 0 | 0 | 0
Steam turbine | 0 | 0 | 0 | 0 | 0 | 0 | 0 | 0 | 0 | 0 | 0
Solid biomass & waste fired | 0 | 0 | 0 | 0 | 0 | 0 | 0 | 0 | 0 | 0 | 0
Integrated gasification combined cycle | 0 | 0 | 0 | 0 | 0 | 0 | 0 | 0 | 0 | 0 | 0
Fluidized bed combustion | 0 | 0 | 0 | 0 | 0 | 0 | 0 | 0 | 0 | 0 | 0
Steam turbine | 0 | 0 | 0 | 0 | 0 | 0 | 0 | 0 | 0 | 0 | 0
CHP power plants equipped with CCS | 0 | 0 | 0 | 0 | 0 | 0 | 0 | 0 | 0 | 0 | 0
Conventional thermal | 0 | 0 | 0 | 0 | 0 | 0 | 0 | 0 | 0 | 0 | 0
Coal fired | 0 | 0 | 0 | 0 | 0 | 0 | 0 | 0 | 0 | 0 | 0
Integrated gasification combined cycle | 0 | 0 | 0 | 0 | 0 | 0 | 0 | 0 | 0 | 0 | 0
Supercritical steam turbine | 0 | 0 | 0 | 0 | 0 | 0 | 0 | 0 | 0 | 0 | 0
Fluidized bed combustion | 0 | 0 | 0 | 0 | 0 | 0 | 0 | 0 | 0 | 0 | 0
Steam turbine | 0 | 0 | 0 | 0 | 0 | 0 | 0 | 0 | 0 | 0 | 0
Lignite fired | 0 | 0 | 0 | 0 | 0 | 0 | 0 | 0 | 0 | 0 | 0
Integrated gasification combined cycle | 0 | 0 | 0 | 0 | 0 | 0 | 0 | 0 | 0 | 0 | 0
Supercritical steam turbine | 0 | 0 | 0 | 0 | 0 | 0 | 0 | 0 | 0 | 0 | 0
Fluidized bed combustion | 0 | 0 | 0 | 0 | 0 | 0 | 0 | 0 | 0 | 0 | 0
Steam turbine | 0 | 0 | 0 | 0 | 0 | 0 | 0 | 0 | 0 | 0 | 0
Gas fired | 0 | 0 | 0 | 0 | 0 | 0 | 0 | 0 | 0 | 0 | 0
Gas turbine combined cycle | 0 | 0 | 0 | 0 | 0 | 0 | 0 | 0 | 0 | 0 | 0
Gas turbine | 0 | 0 | 0 | 0 | 0 | 0 | 0 | 0 | 0 | 0 | 0
Steam turbine | 0 | 0 | 0 | 0 | 0 | 0 | 0 | 0 | 0 | 0 | 0
Internal combustion engine | 0 | 0 | 0 | 0 | 0 | 0 | 0 | 0 | 0 | 0 | 0
Derived gas fired | 0 | 0 | 0 | 0 | 0 | 0 | 0 | 0 | 0 | 0 | 0
Refinery gas fired | 0 | 0 | 0 | 0 | 0 | 0 | 0 | 0 | 0 | 0 | 0
Diesel oil fired | 0 | 0 | 0 | 0 | 0 | 0 | 0 | 0 | 0 | 0 | 0
Gas turbine combined cycle | 0 | 0 | 0 | 0 | 0 | 0 | 0 | 0 | 0 | 0 | 0
Gas turbine | 0 | 0 | 0 | 0 | 0 | 0 | 0 | 0 | 0 | 0 | 0
Steam turbine | 0 | 0 | 0 | 0 | 0 | 0 | 0 | 0 | 0 | 0 | 0
Internal combustion engine | 0 | 0 | 0 | 0 | 0 | 0 | 0 | 0 | 0 | 0 | 0
Fuel Oil fired | 0 | 0 | 0 | 0 | 0 | 0 | 0 | 0 | 0 | 0 | 0
Integrated gasification combined cycle | 0 | 0 | 0 | 0 | 0 | 0 | 0 | 0 | 0 | 0 | 0
Supercritical steam turbine | 0 | 0 | 0 | 0 | 0 | 0 | 0 | 0 | 0 | 0 | 0
Steam turbine | 0 | 0 | 0 | 0 | 0 | 0 | 0 | 0 | 0 | 0 | 0
Solid biomass & waste fired | 0 | 0 | 0 | 0 | 0 | 0 | 0 | 0 | 0 | 0 | 0
Integrated gasification combined cycle | 0 | 0 | 0 | 0 | 0 | 0 | 0 | 0 | 0 | 0 | 0
Fluidized bed combustion | 0 | 0 | 0 | 0 | 0 | 0 | 0 | 0 | 0 | 0 | 0
Steam turbine | 0 | 0 | 0 | 0 | 0 | 0 | 0 | 0 | 0 | 0 | 0

## Steam Generation
FR: Steam generation (GWh) | 2000 | 2005 | 2010 | 2015 | 2020 | 2025 | 2030 | 2035 | 2040 | 2045 | 2050 | 00-'10 | 10-'20 | 20-'30 | 30-'40 | 40-'50
Total | 35907.981 | 47000.9843 | 40805.7105 | 22075.4709 | 13908.6758 | 15454.0903 | 13149.3024 | 16848.9886 | 14614.0952 | 12275.7818 | 8804.2957 | 1.2868 | -10.2041 | -0.55987 | 1.0618 | -4.9412
Nuclear | 0 | 0 | 0 | 0 | 0 | 0 | 0 | 0 | 0 | 0 | 0 | 0 | 0 | 0 | 0 | 0
Nuclear - current | 0 | 0 | 0 | 0 | 0 | 0 | 0 | 0 | 0 | 0 | 0 | 0 | 0 | 0 | 0 | 0
Nuclear III | 0 | 0 | 0 | 0 | 0 | 0 | 0 | 0 | 0 | 0 | 0 | 0 | 0 | 0 | 0 | 0
Nuclear IV | 0 | 0 | 0 | 0 | 0 | 0 | 0 | 0 | 0 | 0 | 0 | 0 | 0 | 0 | 0 | 0
Conventional thermal | 35907.981 | 47000.9843 | 40805.7105 | 22075.4709 | 13908.6758 | 15454.0903 | 13149.3024 | 16848.9886 | 14614.0952 | 12275.7818 | 8804.2957 | 1.2868 | -10.2041 | -0.55987 | 1.0618 | -4.9412
Coal fired | 4684.5341 | 3126.7584 | 1888.9476 | 562.0451 | 575.1555 | 455.995 | 399.2849 | 154.668 | 135.8969 | 0 | 0 | -8.6822 | -11.2115 | -3.5839 | -10.2173 | 0
Integrated gasification combined cycle | 0 | 0 | 0 | 0 | 0 | 0 | 0 | 0 | 0 | 0 | 0 | 0 | 0 | 0 | 0 | 0
Supercritical steam turbine | 0 | 0 | 0 | 0 | 0 | 0 | 0 | 0 | 0 | 0 | 0 | 0 | 0 | 0 | 0 | 0
Fluidized bed combustion | 505.4472 | 403.8806 | 236.6544 | 418.0455 | 504.808 | 445.6593 | 0 | 0 | 0 | 0 | 0 | -7.3077 | 7.8701 | 0 | 0 | 0
Steam turbine | 4179.0869 | 2722.8779 | 1652.2932 | 143.9996 | 70.3474 | 10.3357 | 399.2849 | 154.668 | 135.8969 | 0 | 0 | -8.8618 | -27.0683 | 18.9607 | -10.2173 | 0
Lignite fired | 0 | 0 | 0 | 0 | 0 | 0 | 0 | 0 | 0 | 0 | 0 | 0 | 0 | 0 | 0 | 0
Integrated gasification combined cycle | 0 | 0 | 0 | 0 | 0 | 0 | 0 | 0 | 0 | 0 | 0 | 0 | 0 | 0 | 0 | 0
Supercritical steam turbine | 0 | 0 | 0 | 0 | 0 | 0 | 0 | 0 | 0 | 0 | 0 | 0 | 0 | 0 | 0 | 0
Fluidized bed combustion | 0 | 0 | 0 | 0 | 0 | 0 | 0 | 0 | 0 | 0 | 0 | 0 | 0 | 0 | 0 | 0
Steam turbine | 0 | 0 | 0 | 0 | 0 | 0 | 0 | 0 | 0 | 0 | 0 | 0 | 0 | 0 | 0 | 0
Gas fired | 20798.7634 | 35027.587 | 28545.8909 | 9851.745 | 5919.6119 | 8671.7007 | 6735.311 | 7268.1071 | 3366.5523 | 442.1239 | 141.3972 | 3.2169 | -14.5573 | 1.2993 | -6.6998 | -27.1674
Gas turbine combined cycle | 9403.5986 | 21507.3221 | 18029.0293 | 6818.6712 | 4168.6572 | 5783.0589 | 4538.102 | 4438.1975 | 0 | 0 | 0 | 6.7254 | -13.6222 | 0.85276 | 0 | 0
Gas turbine | 5020.5544 | 3939.3321 | 3281.495 | 422.9872 | 80.9045 | 72.7251 | 55.6594 | 239.1876 | 0 | 0 | 0 | -4.1633 | -30.9458 | -3.6711 | 0 | 0
Steam turbine | 5914.8713 | 9167.0238 | 7119.7389 | 2562.3415 | 1639.2123 | 2785.9949 | 2121.0058 | 2551.7495 | 3366.5523 | 442.1239 | 141.3972 | 1.8713 | -13.659 | 2.6102 | 4.7284 | -27.1674
Internal combustion engine | 459.7391 | 413.9091 | 115.6277 | 47.745 | 30.8379 | 29.9218 | 20.5438 | 38.9725 | 0 | 0 | 0 | -12.8926 | -12.3802 | -3.9805 | 0 | 0
Derived gas fired | 733.4045 | 376.6632 | 174.2942 | 119.3277 | 132.1915 | 156.1039 | 174.1065 | 182.696 | 190.5455 | 189.0556 | 151.6894 | -13.3848 | -2.7271 | 2.7924 | 0.90632 | -2.2548
Refinery gas fired | 83.0213 | 70.5924 | 949.9306 | 910.2019 | 1052.303 | 1073.4539 | 1071.8434 | 1110.9702 | 1091.7225 | 1064.3312 | 1031.7594 | 27.5999 | 1.0287 | 0.18416 | 0.18394 | -0.56332
Diesel oil fired | 0 | 42.9134 | 25.2867 | 5.6486 | 4.5033 | 4.1357 | 4.3931 | 0 | 0 | 0 | 0 | 0 | -15.8482 | -0.24742 | 0 | 0
Gas turbine combined cycle | 0 | 0 | 0 | 0 | 0 | 0 | 0 | 0 | 0 | 0 | 0 | 0 | 0 | 0 | 0 | 0
Gas turbine | 0 | 38.7537 | 22.4844 | 5.2101 | 4.5033 | 4.1357 | 4.3931 | 0 | 0 | 0 | 0 | 0 | -14.854 | -0.24742 | 0 | 0
Steam turbine | 0 | 0 | 0 | 0 | 0 | 0 | 0 | 0 | 0 | 0 | 0 | 0 | 0 | 0 | 0 | 0
Internal combustion engine | 0 | 4.1598 | 2.8023 | 0.43855 | 0 | 0 | 0 | 0 | 0 | 0 | 0 | 0 | 0 | 0 | 0 | 0
Fuel Oil fired | 0 | 3209.6576 | 1860.4705 | 357.5729 | 216.5768 | 68.4462 | 219.2576 | 198.9229 | 0 | 0 | 0 | 0 | -19.351 | 0.1231 | 0 | 0
Integrated gasification combined cycle | 0 | 0 | 0 | 0 | 0 | 0 | 0 | 0 | 0 | 0 | 0 | 0 | 0 | 0 | 0 | 0
Supercritical steam turbine | 0 | 0 | 0 | 0 | 0 | 0 | 0 | 0 | 0 | 0 | 0 | 0 | 0 | 0 | 0 | 0
Steam turbine | 0 | 3209.6576 | 1860.4705 | 357.5729 | 216.5768 | 68.4462 | 219.2576 | 198.9229 | 0 | 0 | 0 | 0 | -19.351 | 0.1231 | 0 | 0
Solid biomass & waste fired | 9608.2577 | 5146.8121 | 7360.8902 | 10268.9296 | 6008.3339 | 5024.2549 | 4545.106 | 7933.6245 | 9829.378 | 10580.2712 | 7479.4497 | -2.6292 | -2.0099 | -2.7524 | 8.0185 | -2.6952
Integrated gasification combined cycle | 0 | 0 | 0 | 0 | 0 | 0 | 0 | 0 | 0 | 0 | 0 | 0 | 0 | 0 | 0 | 0
Fluidized bed combustion | 8941.4042 | 5146.8121 | 7360.8902 | 10268.9296 | 6008.3339 | 4680.3397 | 3699.0744 | 7290.0659 | 7814.3016 | 10580.2712 | 7479.4497 | -1.9263 | -2.0099 | -4.7349 | 7.7655 | -0.43701
Steam turbine | 666.8536 | 0 | 0 | 0 | 0 | 343.9152 | 846.0316 | 643.5586 | 2015.0764 | 0 | 0 | 0 | 0 | 0 | 9.0663 | 0
Fuel cells | 0 | 0 | 0 | 0 | 0 | 0 | 0 | 0 | 0 | 0 | 0 | 0 | 0 | 0 | 0 | 0
Natural gas fuel cell power plant | 0 | 0 | 0 | 0 | 0 | 0 | 0 | 0 | 0 | 0 | 0 | 0 | 0 | 0 | 0 | 0
Hydrogen fuel cell power plant | 0 | 0 | 0 | 0 | 0 | 0 | 0 | 0 | 0 | 0 | 0 | 0 | 0 | 0 | 0 | 0
Wind | 0 | 0 | 0 | 0 | 0 | 0 | 0 | 0 | 0 | 0 | 0 | 0 | 0 | 0 | 0 | 0
Onshore | 0 | 0 | 0 | 0 | 0 | 0 | 0 | 0 | 0 | 0 | 0 | 0 | 0 | 0 | 0 | 0
Offshore | 0 | 0 | 0 | 0 | 0 | 0 | 0 | 0 | 0 | 0 | 0 | 0 | 0 | 0 | 0 | 0
Solar photovoltaics | 0 | 0 | 0 | 0 | 0 | 0 | 0 | 0 | 0 | 0 | 0 | 0 | 0 | 0 | 0 | 0
Solar thermal | 0 | 0 | 0 | 0 | 0 | 0 | 0 | 0 | 0 | 0 | 0 | 0 | 0 | 0 | 0 | 0
Geothermal | 0 | 0 | 0 | 0 | 0 | 0 | 0 | 0 | 0 | 0 | 0 | 0 | 0 | 0 | 0 | 0
Tide, wave and ocean | 0 | 0 | 0 | 0 | 0 | 0 | 0 | 0 | 0 | 0 | 0 | 0 | 0 | 0 | 0 | 0
Tidal | 0 | 0 | 0 | 0 | 0 | 0 | 0 | 0 | 0 | 0 | 0 | 0 | 0 | 0 | 0 | 0
Wave and ocean | 0 | 0 | 0 | 0 | 0 | 0 | 0 | 0 | 0 | 0 | 0 | 0 | 0 | 0 | 0 | 0
Hydro | 0 | 0 | 0 | 0 | 0 | 0 | 0 | 0 | 0 | 0 | 0 | 0 | 0 | 0 | 0 | 0
Run-of-river | 0 | 0 | 0 | 0 | 0 | 0 | 0 | 0 | 0 | 0 | 0 | 0 | 0 | 0 | 0 | 0
Reservoirs (dams) | 0 | 0 | 0 | 0 | 0 | 0 | 0 | 0 | 0 | 0 | 0 | 0 | 0 | 0 | 0 | 0
Pump storage | 0 | 0 | 0 | 0 | 0 | 0 | 0 | 0 | 0 | 0 | 0 | 0 | 0 | 0 | 0 | 0
Electricity only | 0 | 0 | 0 | 0 | 0 | 0 | 0 | 0 | 0 | 0 | 0 | 0 | 0 | 0 | 0 | 0
Nuclear | 0 | 0 | 0 | 0 | 0 | 0 | 0 | 0 | 0 | 0 | 0 | 0 | 0 | 0 | 0 | 0
Nuclear - current | 0 | 0 | 0 | 0 | 0 | 0 | 0 | 0 | 0 | 0 | 0 | 0 | 0 | 0 | 0 | 0
Nuclear III | 0 | 0 | 0 | 0 | 0 | 0 | 0 | 0 | 0 | 0 | 0 | 0 | 0 | 0 | 0 | 0
Nuclear IV | 0 | 0 | 0 | 0 | 0 | 0 | 0 | 0 | 0 | 0 | 0 | 0 | 0 | 0 | 0 | 0
Conventional thermal | 0 | 0 | 0 | 0 | 0 | 0 | 0 | 0 | 0 | 0 | 0 | 0 | 0 | 0 | 0 | 0
Coal fired | 0 | 0 | 0 | 0 | 0 | 0 | 0 | 0 | 0 | 0 | 0 | 0 | 0 | 0 | 0 | 0
Integrated gasification combined cycle | 0 | 0 | 0 | 0 | 0 | 0 | 0 | 0 | 0 | 0 | 0 | 0 | 0 | 0 | 0 | 0
Supercritical steam turbine | 0 | 0 | 0 | 0 | 0 | 0 | 0 | 0 | 0 | 0 | 0 | 0 | 0 | 0 | 0 | 0
Fluidized bed combustion | 0 | 0 | 0 | 0 | 0 | 0 | 0 | 0 | 0 | 0 | 0 | 0 | 0 | 0 | 0 | 0
Steam turbine | 0 | 0 | 0 | 0 | 0 | 0 | 0 | 0 | 0 | 0 | 0 | 0 | 0 | 0 | 0 | 0
Lignite fired | 0 | 0 | 0 | 0 | 0 | 0 | 0 | 0 | 0 | 0 | 0 | 0 | 0 | 0 | 0 | 0
Integrated gasification combined cycle | 0 | 0 | 0 | 0 | 0 | 0 | 0 | 0 | 0 | 0 | 0 | 0 | 0 | 0 | 0 | 0
Supercritical steam turbine | 0 | 0 | 0 | 0 | 0 | 0 | 0 | 0 | 0 | 0 | 0 | 0 | 0 | 0 | 0 | 0
Fluidized bed combustion | 0 | 0 | 0 | 0 | 0 | 0 | 0 | 0 | 0 | 0 | 0 | 0 | 0 | 0 | 0 | 0
Steam turbine | 0 | 0 | 0 | 0 | 0 | 0 | 0 | 0 | 0 | 0 | 0 | 0 | 0 | 0 | 0 | 0
Gas fired | 0 | 0 | 0 | 0 | 0 | 0 | 0 | 0 | 0 | 0 | 0 | 0 | 0 | 0 | 0 | 0
Gas turbine combined cycle | 0 | 0 | 0 | 0 | 0 | 0 | 0 | 0 | 0 | 0 | 0 | 0 | 0 | 0 | 0 | 0
Gas turbine | 0 | 0 | 0 | 0 | 0 | 0 | 0 | 0 | 0 | 0 | 0 | 0 | 0 | 0 | 0 | 0
Steam turbine | 0 | 0 | 0 | 0 | 0 | 0 | 0 | 0 | 0 | 0 | 0 | 0 | 0 | 0 | 0 | 0
Internal combustion engine | 0 | 0 | 0 | 0 | 0 | 0 | 0 | 0 | 0 | 0 | 0 | 0 | 0 | 0 | 0 | 0
Derived gas fired | 0 | 0 | 0 | 0 | 0 | 0 | 0 | 0 | 0 | 0 | 0 | 0 | 0 | 0 | 0 | 0
Refinery gas fired | 0 | 0 | 0 | 0 | 0 | 0 | 0 | 0 | 0 | 0 | 0 | 0 | 0 | 0 | 0 | 0
Diesel oil fired | 0 | 0 | 0 | 0 | 0 | 0 | 0 | 0 | 0 | 0 | 0 | 0 | 0 | 0 | 0 | 0
Gas turbine combined cycle | 0 | 0 | 0 | 0 | 0 | 0 | 0 | 0 | 0 | 0 | 0 | 0 | 0 | 0 | 0 | 0
Gas turbine | 0 | 0 | 0 | 0 | 0 | 0 | 0 | 0 | 0 | 0 | 0 | 0 | 0 | 0 | 0 | 0
Steam turbine | 0 | 0 | 0 | 0 | 0 | 0 | 0 | 0 | 0 | 0 | 0 | 0 | 0 | 0 | 0 | 0
Internal combustion engine | 0 | 0 | 0 | 0 | 0 | 0 | 0 | 0 | 0 | 0 | 0 | 0 | 0 | 0 | 0 | 0
Fuel Oil fired | 0 | 0 | 0 | 0 | 0 | 0 | 0 | 0 | 0 | 0 | 0 | 0 | 0 | 0 | 0 | 0
Integrated gasification combined cycle | 0 | 0 | 0 | 0 | 0 | 0 | 0 | 0 | 0 | 0 | 0 | 0 | 0 | 0 | 0 | 0
Supercritical steam turbine | 0 | 0 | 0 | 0 | 0 | 0 | 0 | 0 | 0 | 0 | 0 | 0 | 0 | 0 | 0 | 0
Steam turbine | 0 | 0 | 0 | 0 | 0 | 0 | 0 | 0 | 0 | 0 | 0 | 0 | 0 | 0 | 0 | 0
Solid biomass & waste fired | 0 | 0 | 0 | 0 | 0 | 0 | 0 | 0 | 0 | 0 | 0 | 0 | 0 | 0 | 0 | 0
Integrated gasification combined cycle | 0 | 0 | 0 | 0 | 0 | 0 | 0 | 0 | 0 | 0 | 0 | 0 | 0 | 0 | 0 | 0
Fluidized bed combustion | 0 | 0 | 0 | 0 | 0 | 0 | 0 | 0 | 0 | 0 | 0 | 0 | 0 | 0 | 0 | 0
Steam turbine | 0 | 0 | 0 | 0 | 0 | 0 | 0 | 0 | 0 | 0 | 0 | 0 | 0 | 0 | 0 | 0
Fuel cells | 0 | 0 | 0 | 0 | 0 | 0 | 0 | 0 | 0 | 0 | 0 | 0 | 0 | 0 | 0 | 0
Natural gas fuel cell power plant | 0 | 0 | 0 | 0 | 0 | 0 | 0 | 0 | 0 | 0 | 0 | 0 | 0 | 0 | 0 | 0
Hydrogen fuel cell power plant | 0 | 0 | 0 | 0 | 0 | 0 | 0 | 0 | 0 | 0 | 0 | 0 | 0 | 0 | 0 | 0
Wind | 0 | 0 | 0 | 0 | 0 | 0 | 0 | 0 | 0 | 0 | 0 | 0 | 0 | 0 | 0 | 0
Onshore | 0 | 0 | 0 | 0 | 0 | 0 | 0 | 0 | 0 | 0 | 0 | 0 | 0 | 0 | 0 | 0
Offshore | 0 | 0 | 0 | 0 | 0 | 0 | 0 | 0 | 0 | 0 | 0 | 0 | 0 | 0 | 0 | 0
Solar photovoltaics | 0 | 0 | 0 | 0 | 0 | 0 | 0 | 0 | 0 | 0 | 0 | 0 | 0 | 0 | 0 | 0
Solar thermal | 0 | 0 | 0 | 0 | 0 | 0 | 0 | 0 | 0 | 0 | 0 | 0 | 0 | 0 | 0 | 0
Geothermal | 0 | 0 | 0 | 0 | 0 | 0 | 0 | 0 | 0 | 0 | 0 | 0 | 0 | 0 | 0 | 0
Tide, wave and ocean | 0 | 0 | 0 | 0 | 0 | 0 | 0 | 0 | 0 | 0 | 0 | 0 | 0 | 0 | 0 | 0
Tidal | 0 | 0 | 0 | 0 | 0 | 0 | 0 | 0 | 0 | 0 | 0 | 0 | 0 | 0 | 0 | 0
Wave and ocean | 0 | 0 | 0 | 0 | 0 | 0 | 0 | 0 | 0 | 0 | 0 | 0 | 0 | 0 | 0 | 0
Hydro | 0 | 0 | 0 | 0 | 0 | 0 | 0 | 0 | 0 | 0 | 0 | 0 | 0 | 0 | 0 | 0
Run-of-river | 0 | 0 | 0 | 0 | 0 | 0 | 0 | 0 | 0 | 0 | 0 | 0 | 0 | 0 | 0 | 0
Reservoirs (dams) | 0 | 0 | 0 | 0 | 0 | 0 | 0 | 0 | 0 | 0 | 0 | 0 | 0 | 0 | 0 | 0
Pump storage | 0 | 0 | 0 | 0 | 0 | 0 | 0 | 0 | 0 | 0 | 0 | 0 | 0 | 0 | 0 | 0
CHP power plants | 35907.981 | 47000.9843 | 40805.7105 | 22075.4709 | 13908.6758 | 15454.0903 | 13149.3024 | 16848.9886 | 14614.0952 | 12275.7818 | 8804.2957 | 1.2868 | -10.2041 | -0.55987 | 1.0618 | -4.9412
Nuclear | 0 | 0 | 0 | 0 | 0 | 0 | 0 | 0 | 0 | 0 | 0 | 0 | 0 | 0 | 0 | 0
Nuclear - current | 0 | 0 | 0 | 0 | 0 | 0 | 0 | 0 | 0 | 0 | 0 | 0 | 0 | 0 | 0 | 0
Nuclear III | 0 | 0 | 0 | 0 | 0 | 0 | 0 | 0 | 0 | 0 | 0 | 0 | 0 | 0 | 0 | 0
Nuclear IV | 0 | 0 | 0 | 0 | 0 | 0 | 0 | 0 | 0 | 0 | 0 | 0 | 0 | 0 | 0 | 0
Conventional thermal | 35907.981 | 47000.9843 | 40805.7105 | 22075.4709 | 13908.6758 | 15454.0903 | 13149.3024 | 16848.9886 | 14614.0952 | 12275.7818 | 8804.2957 | 1.2868 | -10.2041 | -0.55987 | 1.0618 | -4.9412
Coal fired | 4684.5341 | 3126.7584 | 1888.9476 | 562.0451 | 575.1555 | 455.995 | 399.2849 | 154.668 | 135.8969 | 0 | 0 | -8.6822 | -11.2115 | -3.5839 | -10.2173 | 0
Integrated gasification combined cycle | 0 | 0 | 0 | 0 | 0 | 0 | 0 | 0 | 0 | 0 | 0 | 0 | 0 | 0 | 0 | 0
Supercritical steam turbine | 0 | 0 | 0 | 0 | 0 | 0 | 0 | 0 | 0 | 0 | 0 | 0 | 0 | 0 | 0 | 0
Fluidized bed combustion | 505.4472 | 403.8806 | 236.6544 | 418.0455 | 504.808 | 445.6593 | 0 | 0 | 0 | 0 | 0 | -7.3077 | 7.8701 | 0 | 0 | 0
Steam turbine | 4179.0869 | 2722.8779 | 1652.2932 | 143.9996 | 70.3474 | 10.3357 | 399.2849 | 154.668 | 135.8969 | 0 | 0 | -8.8618 | -27.0683 | 18.9607 | -10.2173 | 0
Lignite fired | 0 | 0 | 0 | 0 | 0 | 0 | 0 | 0 | 0 | 0 | 0 | 0 | 0 | 0 | 0 | 0
Integrated gasification combined cycle | 0 | 0 | 0 | 0 | 0 | 0 | 0 | 0 | 0 | 0 | 0 | 0 | 0 | 0 | 0 | 0
Supercritical steam turbine | 0 | 0 | 0 | 0 | 0 | 0 | 0 | 0 | 0 | 0 | 0 | 0 | 0 | 0 | 0 | 0
Fluidized bed combustion | 0 | 0 | 0 | 0 | 0 | 0 | 0 | 0 | 0 | 0 | 0 | 0 | 0 | 0 | 0 | 0
Steam turbine | 0 | 0 | 0 | 0 | 0 | 0 | 0 | 0 | 0 | 0 | 0 | 0 | 0 | 0 | 0 | 0
Gas fired | 20798.7634 | 35027.587 | 28545.8909 | 9851.745 | 5919.6119 | 8671.7007 | 6735.311 | 7268.1071 | 3366.5523 | 442.1239 | 141.3972 | 3.2169 | -14.5573 | 1.2993 | -6.6998 | -27.1674
Gas turbine combined cycle | 9403.5986 | 21507.3221 | 18029.0293 | 6818.6712 | 4168.6572 | 5783.0589 | 4538.102 | 4438.1975 | 0 | 0 | 0 | 6.7254 | -13.6222 | 0.85276 | 0 | 0
Gas turbine | 5020.5544 | 3939.3321 | 3281.495 | 422.9872 | 80.9045 | 72.7251 | 55.6594 | 239.1876 | 0 | 0 | 0 | -4.1633 | -30.9458 | -3.6711 | 0 | 0
Steam turbine | 5914.8713 | 9167.0238 | 7119.7389 | 2562.3415 | 1639.2123 | 2785.9949 | 2121.0058 | 2551.7495 | 3366.5523 | 442.1239 | 141.3972 | 1.8713 | -13.659 | 2.6102 | 4.7284 | -27.1674
Internal combustion engine | 459.7391 | 413.9091 | 115.6277 | 47.745 | 30.8379 | 29.9218 | 20.5438 | 38.9725 | 0 | 0 | 0 | -12.8926 | -12.3802 | -3.9805 | 0 | 0
Derived gas fired | 733.4045 | 376.6632 | 174.2942 | 119.3277 | 132.1915 | 156.1039 | 174.1065 | 182.696 | 190.5455 | 189.0556 | 151.6894 | -13.3848 | -2.7271 | 2.7924 | 0.90632 | -2.2548
Refinery gas fired | 83.0213 | 70.5924 | 949.9306 | 910.2019 | 1052.303 | 1073.4539 | 1071.8434 | 1110.9702 | 1091.7225 | 1064.3312 | 1031.7594 | 27.5999 | 1.0287 | 0.18416 | 0.18394 | -0.56332
Diesel oil fired | 0 | 42.9134 | 25.2867 | 5.6486 | 4.5033 | 4.1357 | 4.3931 | 0 | 0 | 0 | 0 | 0 | -15.8482 | -0.24742 | 0 | 0
Gas turbine combined cycle | 0 | 0 | 0 | 0 | 0 | 0 | 0 | 0 | 0 | 0 | 0 | 0 | 0 | 0 | 0 | 0
Gas turbine | 0 | 38.7537 | 22.4844 | 5.2101 | 4.5033 | 4.1357 | 4.3931 | 0 | 0 | 0 | 0 | 0 | -14.854 | -0.24742 | 0 | 0
Steam turbine | 0 | 0 | 0 | 0 | 0 | 0 | 0 | 0 | 0 | 0 | 0 | 0 | 0 | 0 | 0 | 0
Internal combustion engine | 0 | 4.1598 | 2.8023 | 0.43855 | 0 | 0 | 0 | 0 | 0 | 0 | 0 | 0 | 0 | 0 | 0 | 0
Fuel Oil fired | 0 | 3209.6576 | 1860.4705 | 357.5729 | 216.5768 | 68.4462 | 219.2576 | 198.9229 | 0 | 0 | 0 | 0 | -19.351 | 0.1231 | 0 | 0
Integrated gasification combined cycle | 0 | 0 | 0 | 0 | 0 | 0 | 0 | 0 | 0 | 0 | 0 | 0 | 0 | 0 | 0 | 0
Supercritical steam turbine | 0 | 0 | 0 | 0 | 0 | 0 | 0 | 0 | 0 | 0 | 0 | 0 | 0 | 0 | 0 | 0
Steam turbine | 0 | 3209.6576 | 1860.4705 | 357.5729 | 216.5768 | 68.4462 | 219.2576 | 198.9229 | 0 | 0 | 0 | 0 | -19.351 | 0.1231 | 0 | 0
Solid biomass & waste fired | 9608.2577 | 5146.8121 | 7360.8902 | 10268.9296 | 6008.3339 | 5024.2549 | 4545.106 | 7933.6245 | 9829.378 | 10580.2712 | 7479.4497 | -2.6292 | -2.0099 | -2.7524 | 8.0185 | -2.6952
Integrated gasification combined cycle | 0 | 0 | 0 | 0 | 0 | 0 | 0 | 0 | 0 | 0 | 0 | 0 | 0 | 0 | 0 | 0
Fluidized bed combustion | 8941.4042 | 5146.8121 | 7360.8902 | 10268.9296 | 6008.3339 | 4680.3397 | 3699.0744 | 7290.0659 | 7814.3016 | 10580.2712 | 7479.4497 | -1.9263 | -2.0099 | -4.7349 | 7.7655 | -0.43701
Steam turbine | 666.8536 | 0 | 0 | 0 | 0 | 343.9152 | 846.0316 | 643.5586 | 2015.0764 | 0 | 0 | 0 | 0 | 0 | 9.0663 | 0
Electricity only equipped with CCS | 0 | 0 | 0 | 0 | 0 | 0 | 0 | 0 | 0 | 0 | 0 | 0 | 0 | 0 | 0 | 0
Conventional thermal | 0 | 0 | 0 | 0 | 0 | 0 | 0 | 0 | 0 | 0 | 0 | 0 | 0 | 0 | 0 | 0
Coal fired | 0 | 0 | 0 | 0 | 0 | 0 | 0 | 0 | 0 | 0 | 0 | 0 | 0 | 0 | 0 | 0
Integrated gasification combined cycle | 0 | 0 | 0 | 0 | 0 | 0 | 0 | 0 | 0 | 0 | 0 | 0 | 0 | 0 | 0 | 0
Supercritical steam turbine | 0 | 0 | 0 | 0 | 0 | 0 | 0 | 0 | 0 | 0 | 0 | 0 | 0 | 0 | 0 | 0
Fluidized bed combustion | 0 | 0 | 0 | 0 | 0 | 0 | 0 | 0 | 0 | 0 | 0 | 0 | 0 | 0 | 0 | 0
Steam turbine | 0 | 0 | 0 | 0 | 0 | 0 | 0 | 0 | 0 | 0 | 0 | 0 | 0 | 0 | 0 | 0
Lignite fired | 0 | 0 | 0 | 0 | 0 | 0 | 0 | 0 | 0 | 0 | 0 | 0 | 0 | 0 | 0 | 0
Integrated gasification combined cycle | 0 | 0 | 0 | 0 | 0 | 0 | 0 | 0 | 0 | 0 | 0 | 0 | 0 | 0 | 0 | 0
Supercritical steam turbine | 0 | 0 | 0 | 0 | 0 | 0 | 0 | 0 | 0 | 0 | 0 | 0 | 0 | 0 | 0 | 0
Fluidized bed combustion | 0 | 0 | 0 | 0 | 0 | 0 | 0 | 0 | 0 | 0 | 0 | 0 | 0 | 0 | 0 | 0
Steam turbine | 0 | 0 | 0 | 0 | 0 | 0 | 0 | 0 | 0 | 0 | 0 | 0 | 0 | 0 | 0 | 0
Gas fired | 0 | 0 | 0 | 0 | 0 | 0 | 0 | 0 | 0 | 0 | 0 | 0 | 0 | 0 | 0 | 0
Gas turbine combined cycle | 0 | 0 | 0 | 0 | 0 | 0 | 0 | 0 | 0 | 0 | 0 | 0 | 0 | 0 | 0 | 0
Gas turbine | 0 | 0 | 0 | 0 | 0 | 0 | 0 | 0 | 0 | 0 | 0 | 0 | 0 | 0 | 0 | 0
Steam turbine | 0 | 0 | 0 | 0 | 0 | 0 | 0 | 0 | 0 | 0 | 0 | 0 | 0 | 0 | 0 | 0
Internal combustion engine | 0 | 0 | 0 | 0 | 0 | 0 | 0 | 0 | 0 | 0 | 0 | 0 | 0 | 0 | 0 | 0
Derived gas fired | 0 | 0 | 0 | 0 | 0 | 0 | 0 | 0 | 0 | 0 | 0 | 0 | 0 | 0 | 0 | 0
Refinery gas fired | 0 | 0 | 0 | 0 | 0 | 0 | 0 | 0 | 0 | 0 | 0 | 0 | 0 | 0 | 0 | 0
Diesel oil fired | 0 | 0 | 0 | 0 | 0 | 0 | 0 | 0 | 0 | 0 | 0 | 0 | 0 | 0 | 0 | 0
Gas turbine combined cycle | 0 | 0 | 0 | 0 | 0 | 0 | 0 | 0 | 0 | 0 | 0 | 0 | 0 | 0 | 0 | 0
Gas turbine | 0 | 0 | 0 | 0 | 0 | 0 | 0 | 0 | 0 | 0 | 0 | 0 | 0 | 0 | 0 | 0
Steam turbine | 0 | 0 | 0 | 0 | 0 | 0 | 0 | 0 | 0 | 0 | 0 | 0 | 0 | 0 | 0 | 0
Internal combustion engine | 0 | 0 | 0 | 0 | 0 | 0 | 0 | 0 | 0 | 0 | 0 | 0 | 0 | 0 | 0 | 0
Fuel Oil fired | 0 | 0 | 0 | 0 | 0 | 0 | 0 | 0 | 0 | 0 | 0 | 0 | 0 | 0 | 0 | 0
Integrated gasification combined cycle | 0 | 0 | 0 | 0 | 0 | 0 | 0 | 0 | 0 | 0 | 0 | 0 | 0 | 0 | 0 | 0
Supercritical steam turbine | 0 | 0 | 0 | 0 | 0 | 0 | 0 | 0 | 0 | 0 | 0 | 0 | 0 | 0 | 0 | 0
Steam turbine | 0 | 0 | 0 | 0 | 0 | 0 | 0 | 0 | 0 | 0 | 0 | 0 | 0 | 0 | 0 | 0
Solid biomass & waste fired | 0 | 0 | 0 | 0 | 0 | 0 | 0 | 0 | 0 | 0 | 0 | 0 | 0 | 0 | 0 | 0
Integrated gasification combined cycle | 0 | 0 | 0 | 0 | 0 | 0 | 0 | 0 | 0 | 0 | 0 | 0 | 0 | 0 | 0 | 0
Fluidized bed combustion | 0 | 0 | 0 | 0 | 0 | 0 | 0 | 0 | 0 | 0 | 0 | 0 | 0 | 0 | 0 | 0
Steam turbine | 0 | 0 | 0 | 0 | 0 | 0 | 0 | 0 | 0 | 0 | 0 | 0 | 0 | 0 | 0 | 0
CHP power plants equipped with CCS | 0 | 0 | 0 | 0 | 0 | 0 | 0 | 0 | 0 | 0 | 0 | 0 | 0 | 0 | 0 | 0
Conventional thermal | 0 | 0 | 0 | 0 | 0 | 0 | 0 | 0 | 0 | 0 | 0 | 0 | 0 | 0 | 0 | 0
Coal fired | 0 | 0 | 0 | 0 | 0 | 0 | 0 | 0 | 0 | 0 | 0 | 0 | 0 | 0 | 0 | 0
Integrated gasification combined cycle | 0 | 0 | 0 | 0 | 0 | 0 | 0 | 0 | 0 | 0 | 0 | 0 | 0 | 0 | 0 | 0
Supercritical steam turbine | 0 | 0 | 0 | 0 | 0 | 0 | 0 | 0 | 0 | 0 | 0 | 0 | 0 | 0 | 0 | 0
Fluidized bed combustion | 0 | 0 | 0 | 0 | 0 | 0 | 0 | 0 | 0 | 0 | 0 | 0 | 0 | 0 | 0 | 0
Steam turbine | 0 | 0 | 0 | 0 | 0 | 0 | 0 | 0 | 0 | 0 | 0 | 0 | 0 | 0 | 0 | 0
Lignite fired | 0 | 0 | 0 | 0 | 0 | 0 | 0 | 0 | 0 | 0 | 0 | 0 | 0 | 0 | 0 | 0
Integrated gasification combined cycle | 0 | 0 | 0 | 0 | 0 | 0 | 0 | 0 | 0 | 0 | 0 | 0 | 0 | 0 | 0 | 0
Supercritical steam turbine | 0 | 0 | 0 | 0 | 0 | 0 | 0 | 0 | 0 | 0 | 0 | 0 | 0 | 0 | 0 | 0
Fluidized bed combustion | 0 | 0 | 0 | 0 | 0 | 0 | 0 | 0 | 0 | 0 | 0 | 0 | 0 | 0 | 0 | 0
Steam turbine | 0 | 0 | 0 | 0 | 0 | 0 | 0 | 0 | 0 | 0 | 0 | 0 | 0 | 0 | 0 | 0
Gas fired | 0 | 0 | 0 | 0 | 0 | 0 | 0 | 0 | 0 | 0 | 0 | 0 | 0 | 0 | 0 | 0
Gas turbine combined cycle | 0 | 0 | 0 | 0 | 0 | 0 | 0 | 0 | 0 | 0 | 0 | 0 | 0 | 0 | 0 | 0
Gas turbine | 0 | 0 | 0 | 0 | 0 | 0 | 0 | 0 | 0 | 0 | 0 | 0 | 0 | 0 | 0 | 0
Steam turbine | 0 | 0 | 0 | 0 | 0 | 0 | 0 | 0 | 0 | 0 | 0 | 0 | 0 | 0 | 0 | 0
Internal combustion engine | 0 | 0 | 0 | 0 | 0 | 0 | 0 | 0 | 0 | 0 | 0 | 0 | 0 | 0 | 0 | 0
Derived gas fired | 0 | 0 | 0 | 0 | 0 | 0 | 0 | 0 | 0 | 0 | 0 | 0 | 0 | 0 | 0 | 0
Refinery gas fired | 0 | 0 | 0 | 0 | 0 | 0 | 0 | 0 | 0 | 0 | 0 | 0 | 0 | 0 | 0 | 0
Diesel oil fired | 0 | 0 | 0 | 0 | 0 | 0 | 0 | 0 | 0 | 0 | 0 | 0 | 0 | 0 | 0 | 0
Gas turbine combined cycle | 0 | 0 | 0 | 0 | 0 | 0 | 0 | 0 | 0 | 0 | 0 | 0 | 0 | 0 | 0 | 0
Gas turbine | 0 | 0 | 0 | 0 | 0 | 0 | 0 | 0 | 0 | 0 | 0 | 0 | 0 | 0 | 0 | 0
Steam turbine | 0 | 0 | 0 | 0 | 0 | 0 | 0 | 0 | 0 | 0 | 0 | 0 | 0 | 0 | 0 | 0
Internal combustion engine | 0 | 0 | 0 | 0 | 0 | 0 | 0 | 0 | 0 | 0 | 0 | 0 | 0 | 0 | 0 | 0
Fuel Oil fired | 0 | 0 | 0 | 0 | 0 | 0 | 0 | 0 | 0 | 0 | 0 | 0 | 0 | 0 | 0 | 0
Integrated gasification combined cycle | 0 | 0 | 0 | 0 | 0 | 0 | 0 | 0 | 0 | 0 | 0 | 0 | 0 | 0 | 0 | 0
Supercritical steam turbine | 0 | 0 | 0 | 0 | 0 | 0 | 0 | 0 | 0 | 0 | 0 | 0 | 0 | 0 | 0 | 0
Steam turbine | 0 | 0 | 0 | 0 | 0 | 0 | 0 | 0 | 0 | 0 | 0 | 0 | 0 | 0 | 0 | 0
Solid biomass & waste fired | 0 | 0 | 0 | 0 | 0 | 0 | 0 | 0 | 0 | 0 | 0 | 0 | 0 | 0 | 0 | 0
Integrated gasification combined cycle | 0 | 0 | 0 | 0 | 0 | 0 | 0 | 0 | 0 | 0 | 0 | 0 | 0 | 0 | 0 | 0
Fluidized bed combustion | 0 | 0 | 0 | 0 | 0 | 0 | 0 | 0 | 0 | 0 | 0 | 0 | 0 | 0 | 0 | 0
Steam turbine | 0 | 0 | 0 | 0 | 0 | 0 | 0 | 0 | 0 | 0 | 0 | 0 | 0 | 0 | 0 | 0

## Steam to Electricity ratio
FR: Steam to electricity ratio (net generation) - includes CHP plants operating in electricity generation mode | 2000 | 2005 | 2010 | 2015 | 2020 | 2025 | 2030 | 2035 | 2040 | 2045 | 2050
Total | 0.069587 | 0.085466 | 0.075008 | 0.040535 | 0.02711 | 0.029786 | 0.024812 | 0.031288 | 0.026458 | 0.021355 | 0.014666
Nuclear | 0 | 0 | 0 | 0 | 0 | 0 | 0 | 0 | 0 | 0 | 0
Nuclear - current | 0 | 0 | 0 | 0 | 0 | 0 | 0 | 0 | 0 | 0 | 0
Nuclear III | 0 | 0 | 0 | 0 | 0 | 0 | 0 | 0 | 0 | 0 | 0
Nuclear IV | 0 | 0 | 0 | 0 | 0 | 0 | 0 | 0 | 0 | 0 | 0
Conventional thermal | 0.71591 | 0.74382 | 0.69455 | 0.5455 | 1.5153 | 1.0965 | 1.2906 | 0.19183 | 0.41835 | 0.66379 | 0.26667
Coal fired | 0.16719 | 0.11809 | 0.095599 | 0.05961 | 1.1277 | 0.078788 | 0.15696 | 1.815 | 3.7108 | 0 | 0
Integrated gasification combined cycle | 0 | 0 | 0 | 0 | 0 | 0 | 0 | 0 | 0 | 0 | 0
Supercritical steam turbine | 0 | 0 | 0 | 0 | 0 | 0 | 0 | 0 | 0 | 0 | 0
Fluidized bed combustion | 5.9899 | 0.17622 | 0.098802 | 5.6195 | 1.0438 | 0.38289 | 0 | 0 | 0 | 0 | 0
Steam turbine | 0.1496 | 0.11258 | 0.095157 | 0.015394 | 2.6625 | 0.0022354 | 0.15696 | 1.815 | 3.7108 | 0 | 0
Lignite fired | 0 | 0 | 0 | 0 | 0 | 0 | 0 | 0 | 0 | 0 | 0
Integrated gasification combined cycle | 0 | 0 | 0 | 0 | 0 | 0 | 0 | 0 | 0 | 0 | 0
Supercritical steam turbine | 0 | 0 | 0 | 0 | 0 | 0 | 0 | 0 | 0 | 0 | 0
Fluidized bed combustion | 0 | 0 | 0 | 0 | 0 | 0 | 0 | 0 | 0 | 0 | 0
Steam turbine | 0 | 0 | 0 | 0 | 0 | 0 | 0 | 0 | 0 | 0 | 0
Gas fired | 1.7811 | 1.5859 | 1.0973 | 0.47992 | 1.5217 | 2.482 | 2.5501 | 0.098047 | 0.14818 | 0.040978 | 0.0048883
Gas turbine combined cycle | 2.1546 | 1.3234 | 0.83296 | 0.39381 | 1.2952 | 2.3791 | 2.431 | 0.064236 | 0 | 0 | 0
Gas turbine | 1.3691 | 1.8783 | 1.8708 | 0.27874 | 1.873 | 1.9169 | 1.8476 | 2.2003 | 0 | 0 | 0
Steam turbine | 1.9758 | 2.6411 | 2.7869 | 1.5351 | 2.6717 | 2.7561 | 2.8967 | 0.51928 | 0.66836 | 0.11436 | 4.1154
Internal combustion engine | 0.70503 | 1.5559 | 1.9043 | 1.7936 | 2.0762 | 2.0996 | 1.6992 | 2.788 | 0 | 0 | 0
Derived gas fired | 0.24137 | 0.15191 | 0.085921 | 0.053702 | 0.053702 | 0.053702 | 0.053702 | 0.053702 | 0.053702 | 0.053702 | 0.053702
Refinery gas fired | 1.8347 | 1.7647 | 1.909 | 2.7028 | 2.7028 | 2.7028 | 2.7028 | 2.7028 | 2.7028 | 2.7028 | 2.7028
Diesel oil fired | 0 | 0.083842 | 0.040089 | 0.015333 | 0.21696 | 0.40339 | 0.64793 | 0 | 0 | 0 | 0
Gas turbine combined cycle | 0 | 0 | 0 | 0 | 0 | 0 | 0 | 0 | 0 | 0 | 0
Gas turbine | 0 | 0.077456 | 0.035648 | 0.01422 | 0.21696 | 0.94596 | 0.88508 | 0 | 0 | 0 | 0
Steam turbine | 0 | 0 | 0 | 0 | 0 | 0 | 0 | 0 | 0 | 0 | 0
Internal combustion engine | 0 | 0.36153 | 72.3346 | 0.21807 | 0 | 0 | 0 | 0 | 0 | 0 | 0
Fuel Oil fired | 0 | 0.45731 | 0.39568 | 0.32742 | 2.3041 | 2.783 | 3.6642 | 6.0769 | 0 | 0 | 0
Integrated gasification combined cycle | 0 | 0 | 0 | 0 | 0 | 0 | 0 | 0 | 0 | 0 | 0
Supercritical steam turbine | 0 | 0 | 0 | 0 | 0 | 0 | 0 | 0 | 0 | 0 | 0
Steam turbine | 0 | 0.45731 | 0.39568 | 0.32742 | 2.3041 | 2.783 | 3.6642 | 6.0769 | 0 | 0 | 0
Solid biomass & waste fired | 3.7914 | 1.1252 | 1.4378 | 1.5816 | 3.3139 | 3.4105 | 3.5002 | 0.81194 | 1.1952 | 2.7916 | 8.4669
Integrated gasification combined cycle | 0 | 0 | 0 | 0 | 0 | 0 | 0 | 0 | 0 | 0 | 0
Fluidized bed combustion | 3.7069 | 1.1425 | 1.491 | 1.7184 | 3.3139 | 3.7303 | 3.5599 | 0.87922 | 1.3428 | 5.2174 | 8.4669
Steam turbine | 5.4602 | 0 | 0 | 0 | 0 | 1.574 | 3.2611 | 0.43492 | 0.83793 | 0 | 0
Fuel cells | 0 | 0 | 0 | 0 | 0 | 0 | 0 | 0 | 0 | 0 | 0
Natural gas fuel cell power plant | 0 | 0 | 0 | 0 | 0 | 0 | 0 | 0 | 0 | 0 | 0
Hydrogen fuel cell power plant | 0 | 0 | 0 | 0 | 0 | 0 | 0 | 0 | 0 | 0 | 0
Wind | 0 | 0 | 0 | 0 | 0 | 0 | 0 | 0 | 0 | 0 | 0
Onshore | 0 | 0 | 0 | 0 | 0 | 0 | 0 | 0 | 0 | 0 | 0
Offshore | 0 | 0 | 0 | 0 | 0 | 0 | 0 | 0 | 0 | 0 | 0
Solar photovoltaics | 0 | 0 | 0 | 0 | 0 | 0 | 0 | 0 | 0 | 0 | 0
Solar thermal | 0 | 0 | 0 | 0 | 0 | 0 | 0 | 0 | 0 | 0 | 0
Geothermal | 0 | 0 | 0 | 0 | 0 | 0 | 0 | 0 | 0 | 0 | 0
Tide, wave and ocean | 0 | 0 | 0 | 0 | 0 | 0 | 0 | 0 | 0 | 0 | 0
Tidal | 0 | 0 | 0 | 0 | 0 | 0 | 0 | 0 | 0 | 0 | 0
Wave and ocean | 0 | 0 | 0 | 0 | 0 | 0 | 0 | 0 | 0 | 0 | 0
Hydro | 0 | 0 | 0 | 0 | 0 | 0 | 0 | 0 | 0 | 0 | 0
Run-of-river | 0 | 0 | 0 | 0 | 0 | 0 | 0 | 0 | 0 | 0 | 0
Reservoirs (dams) | 0 | 0 | 0 | 0 | 0 | 0 | 0 | 0 | 0 | 0 | 0
Pump storage | 0 | 0 | 0 | 0 | 0 | 0 | 0 | 0 | 0 | 0 | 0
Electricity only | 0 | 0 | 0 | 0 | 0 | 0 | 0 | 0 | 0 | 0 | 0
Nuclear | 0 | 0 | 0 | 0 | 0 | 0 | 0 | 0 | 0 | 0 | 0
Nuclear - current | 0 | 0 | 0 | 0 | 0 | 0 | 0 | 0 | 0 | 0 | 0
Nuclear III | 0 | 0 | 0 | 0 | 0 | 0 | 0 | 0 | 0 | 0 | 0
Nuclear IV | 0 | 0 | 0 | 0 | 0 | 0 | 0 | 0 | 0 | 0 | 0
Conventional thermal | 0 | 0 | 0 | 0 | 0 | 0 | 0 | 0 | 0 | 0 | 0
Coal fired | 0 | 0 | 0 | 0 | 0 | 0 | 0 | 0 | 0 | 0 | 0
Integrated gasification combined cycle | 0 | 0 | 0 | 0 | 0 | 0 | 0 | 0 | 0 | 0 | 0
Supercritical steam turbine | 0 | 0 | 0 | 0 | 0 | 0 | 0 | 0 | 0 | 0 | 0
Fluidized bed combustion | 0 | 0 | 0 | 0 | 0 | 0 | 0 | 0 | 0 | 0 | 0
Steam turbine | 0 | 0 | 0 | 0 | 0 | 0 | 0 | 0 | 0 | 0 | 0
Lignite fired | 0 | 0 | 0 | 0 | 0 | 0 | 0 | 0 | 0 | 0 | 0
Integrated gasification combined cycle | 0 | 0 | 0 | 0 | 0 | 0 | 0 | 0 | 0 | 0 | 0
Supercritical steam turbine | 0 | 0 | 0 | 0 | 0 | 0 | 0 | 0 | 0 | 0 | 0
Fluidized bed combustion | 0 | 0 | 0 | 0 | 0 | 0 | 0 | 0 | 0 | 0 | 0
Steam turbine | 0 | 0 | 0 | 0 | 0 | 0 | 0 | 0 | 0 | 0 | 0
Gas fired | 0 | 0 | 0 | 0 | 0 | 0 | 0 | 0 | 0 | 0 | 0
Gas turbine combined cycle | 0 | 0 | 0 | 0 | 0 | 0 | 0 | 0 | 0 | 0 | 0
Gas turbine | 0 | 0 | 0 | 0 | 0 | 0 | 0 | 0 | 0 | 0 | 0
Steam turbine | 0 | 0 | 0 | 0 | 0 | 0 | 0 | 0 | 0 | 0 | 0
Internal combustion engine | 0 | 0 | 0 | 0 | 0 | 0 | 0 | 0 | 0 | 0 | 0
Derived gas fired | 0 | 0 | 0 | 0 | 0 | 0 | 0 | 0 | 0 | 0 | 0
Refinery gas fired | 0 | 0 | 0 | 0 | 0 | 0 | 0 | 0 | 0 | 0 | 0
Diesel oil fired | 0 | 0 | 0 | 0 | 0 | 0 | 0 | 0 | 0 | 0 | 0
Gas turbine combined cycle | 0 | 0 | 0 | 0 | 0 | 0 | 0 | 0 | 0 | 0 | 0
Gas turbine | 0 | 0 | 0 | 0 | 0 | 0 | 0 | 0 | 0 | 0 | 0
Steam turbine | 0 | 0 | 0 | 0 | 0 | 0 | 0 | 0 | 0 | 0 | 0
Internal combustion engine | 0 | 0 | 0 | 0 | 0 | 0 | 0 | 0 | 0 | 0 | 0
Fuel Oil fired | 0 | 0 | 0 | 0 | 0 | 0 | 0 | 0 | 0 | 0 | 0
Integrated gasification combined cycle | 0 | 0 | 0 | 0 | 0 | 0 | 0 | 0 | 0 | 0 | 0
Supercritical steam turbine | 0 | 0 | 0 | 0 | 0 | 0 | 0 | 0 | 0 | 0 | 0
Steam turbine | 0 | 0 | 0 | 0 | 0 | 0 | 0 | 0 | 0 | 0 | 0
Solid biomass & waste fired | 0 | 0 | 0 | 0 | 0 | 0 | 0 | 0 | 0 | 0 | 0
Integrated gasification combined cycle | 0 | 0 | 0 | 0 | 0 | 0 | 0 | 0 | 0 | 0 | 0
Fluidized bed combustion | 0 | 0 | 0 | 0 | 0 | 0 | 0 | 0 | 0 | 0 | 0
Steam turbine | 0 | 0 | 0 | 0 | 0 | 0 | 0 | 0 | 0 | 0 | 0
Fuel cells | 0 | 0 | 0 | 0 | 0 | 0 | 0 | 0 | 0 | 0 | 0
Natural gas fuel cell power plant | 0 | 0 | 0 | 0 | 0 | 0 | 0 | 0 | 0 | 0 | 0
Hydrogen fuel cell power plant | 0 | 0 | 0 | 0 | 0 | 0 | 0 | 0 | 0 | 0 | 0
Wind | 0 | 0 | 0 | 0 | 0 | 0 | 0 | 0 | 0 | 0 | 0
Onshore | 0 | 0 | 0 | 0 | 0 | 0 | 0 | 0 | 0 | 0 | 0
Offshore | 0 | 0 | 0 | 0 | 0 | 0 | 0 | 0 | 0 | 0 | 0
Solar photovoltaics | 0 | 0 | 0 | 0 | 0 | 0 | 0 | 0 | 0 | 0 | 0
Solar thermal | 0 | 0 | 0 | 0 | 0 | 0 | 0 | 0 | 0 | 0 | 0
Geothermal | 0 | 0 | 0 | 0 | 0 | 0 | 0 | 0 | 0 | 0 | 0
Tide, wave and ocean | 0 | 0 | 0 | 0 | 0 | 0 | 0 | 0 | 0 | 0 | 0
Tidal | 0 | 0 | 0 | 0 | 0 | 0 | 0 | 0 | 0 | 0 | 0
Wave and ocean | 0 | 0 | 0 | 0 | 0 | 0 | 0 | 0 | 0 | 0 | 0
Hydro | 0 | 0 | 0 | 0 | 0 | 0 | 0 | 0 | 0 | 0 | 0
Run-of-river | 0 | 0 | 0 | 0 | 0 | 0 | 0 | 0 | 0 | 0 | 0
Reservoirs (dams) | 0 | 0 | 0 | 0 | 0 | 0 | 0 | 0 | 0 | 0 | 0
Pump storage | 0 | 0 | 0 | 0 | 0 | 0 | 0 | 0 | 0 | 0 | 0
CHP power plants | 3.1156 | 2.5724 | 2.4031 | 1.9948 | 3.0039 | 2.9359 | 2.7798 | 2.1275 | 3.1928 | 4.7159 | 4.5804
Nuclear | 0 | 0 | 0 | 0 | 0 | 0 | 0 | 0 | 0 | 0 | 0
Nuclear - current | 0 | 0 | 0 | 0 | 0 | 0 | 0 | 0 | 0 | 0 | 0
Nuclear III | 0 | 0 | 0 | 0 | 0 | 0 | 0 | 0 | 0 | 0 | 0
Nuclear IV | 0 | 0 | 0 | 0 | 0 | 0 | 0 | 0 | 0 | 0 | 0
Conventional thermal | 3.1156 | 2.5724 | 2.4031 | 1.9948 | 3.0039 | 2.9359 | 2.7798 | 2.1275 | 3.1928 | 4.7159 | 4.5804
Coal fired | 4.4821 | 1.7179 | 1.3135 | 4.7626 | 5.2728 | 5.6915 | 4.4436 | 1.815 | 3.7108 | 0 | 0
Integrated gasification combined cycle | 0 | 0 | 0 | 0 | 0 | 0 | 0 | 0 | 0 | 0 | 0
Supercritical steam turbine | 0 | 0 | 0 | 0 | 0 | 0 | 0 | 0 | 0 | 0 | 0
Fluidized bed combustion | 5.9899 | 5.2976 | 5.383 | 5.6195 | 5.4757 | 5.7565 | 0 | 0 | 0 | 0 | 0
Steam turbine | 4.3496 | 1.5614 | 1.1852 | 3.3012 | 4.1653 | 3.8295 | 4.4436 | 1.815 | 3.7108 | 0 | 0
Lignite fired | 0 | 0 | 0 | 0 | 0 | 0 | 0 | 0 | 0 | 0 | 0
Integrated gasification combined cycle | 0 | 0 | 0 | 0 | 0 | 0 | 0 | 0 | 0 | 0 | 0
Supercritical steam turbine | 0 | 0 | 0 | 0 | 0 | 0 | 0 | 0 | 0 | 0 | 0
Fluidized bed combustion | 0 | 0 | 0 | 0 | 0 | 0 | 0 | 0 | 0 | 0 | 0
Steam turbine | 0 | 0 | 0 | 0 | 0 | 0 | 0 | 0 | 0 | 0 | 0
Gas fired | 2.3345 | 2.6553 | 2.5623 | 1.6339 | 2.46 | 2.7455 | 2.7706 | 2.6564 | 5.1633 | 4.9212 | 4.1154
Gas turbine combined cycle | 2.6135 | 2.769 | 2.6626 | 1.7889 | 2.403 | 2.7246 | 2.7395 | 2.4491 | 0 | 0 | 0
Gas turbine | 1.8098 | 1.9545 | 1.8708 | 0.58509 | 1.873 | 1.9169 | 1.8476 | 2.2003 | 0 | 0 | 0
Steam turbine | 2.7244 | 2.9167 | 2.7869 | 1.7447 | 2.6717 | 2.832 | 2.8967 | 3.1851 | 5.1633 | 4.9212 | 4.1154
Internal combustion engine | 1.2559 | 1.5559 | 1.9043 | 1.7936 | 2.0762 | 2.0996 | 1.6992 | 2.788 | 0 | 0 | 0
Derived gas fired | 5.9273 | 3.8444 | 3.0203 | 3.0363 | 1.2833 | 0.447 | 0.28311 | 0.2371 | 0.2371 | 0.21123 | 0.21123
Refinery gas fired | 1.8347 | 1.7647 | 1.909 | 3.6482 | 3.6482 | 3.6482 | 3.6068 | 3.6038 | 3.6038 | 3.6038 | 3.6038
Diesel oil fired | 0 | 3.5511 | 3.608 | 0.035859 | 0.93452 | 0.94596 | 0.88508 | 0 | 0 | 0 | 0
Gas turbine combined cycle | 0 | 0 | 0 | 0 | 0 | 0 | 0 | 0 | 0 | 0 | 0
Gas turbine | 0 | 3.2297 | 3.226 | 0.033083 | 0.93452 | 0.94596 | 0.88508 | 0 | 0 | 0 | 0
Steam turbine | 0 | 0 | 0 | 0 | 0 | 0 | 0 | 0 | 0 | 0 | 0
Internal combustion engine | 0 | 48.771 | 72.3346 | 10.5746 | 0 | 0 | 0 | 0 | 0 | 0 | 0
Fuel Oil fired | 0 | 3.8218 | 2.2536 | 3.2683 | 3.6305 | 3.9797 | 3.785 | 6.0769 | 0 | 0 | 0
Integrated gasification combined cycle | 0 | 0 | 0 | 0 | 0 | 0 | 0 | 0 | 0 | 0 | 0
Supercritical steam turbine | 0 | 0 | 0 | 0 | 0 | 0 | 0 | 0 | 0 | 0 | 0
Steam turbine | 0 | 3.8218 | 2.2536 | 3.2683 | 3.6305 | 3.9797 | 3.785 | 6.0769 | 0 | 0 | 0
Solid biomass & waste fired | 6.8543 | 2.2677 | 2.4426 | 2.3537 | 3.622 | 3.6936 | 3.682 | 1.9899 | 3.5331 | 7.998 | 8.4669
Integrated gasification combined cycle | 0 | 0 | 0 | 0 | 0 | 0 | 0 | 0 | 0 | 0 | 0
Fluidized bed combustion | 6.9874 | 2.339 | 2.5387 | 2.6233 | 3.622 | 3.7303 | 3.794 | 1.9062 | 3.1729 | 8.2244 | 8.4669
Steam turbine | 5.4602 | 0 | 0 | 0 | 0 | 3.2572 | 3.2611 | 3.9598 | 6.3129 | 0 | 0
Electricity only equipped with CCS | 0 | 0 | 0 | 0 | 0 | 0 | 0 | 0 | 0 | 0 | 0
Conventional thermal | 0 | 0 | 0 | 0 | 0 | 0 | 0 | 0 | 0 | 0 | 0
Coal fired | 0 | 0 | 0 | 0 | 0 | 0 | 0 | 0 | 0 | 0 | 0
Integrated gasification combined cycle | 0 | 0 | 0 | 0 | 0 | 0 | 0 | 0 | 0 | 0 | 0
Supercritical steam turbine | 0 | 0 | 0 | 0 | 0 | 0 | 0 | 0 | 0 | 0 | 0
Fluidized bed combustion | 0 | 0 | 0 | 0 | 0 | 0 | 0 | 0 | 0 | 0 | 0
Steam turbine | 0 | 0 | 0 | 0 | 0 | 0 | 0 | 0 | 0 | 0 | 0
Lignite fired | 0 | 0 | 0 | 0 | 0 | 0 | 0 | 0 | 0 | 0 | 0
Integrated gasification combined cycle | 0 | 0 | 0 | 0 | 0 | 0 | 0 | 0 | 0 | 0 | 0
Supercritical steam turbine | 0 | 0 | 0 | 0 | 0 | 0 | 0 | 0 | 0 | 0 | 0
Fluidized bed combustion | 0 | 0 | 0 | 0 | 0 | 0 | 0 | 0 | 0 | 0 | 0
Steam turbine | 0 | 0 | 0 | 0 | 0 | 0 | 0 | 0 | 0 | 0 | 0
Gas fired | 0 | 0 | 0 | 0 | 0 | 0 | 0 | 0 | 0 | 0 | 0
Gas turbine combined cycle | 0 | 0 | 0 | 0 | 0 | 0 | 0 | 0 | 0 | 0 | 0
Gas turbine | 0 | 0 | 0 | 0 | 0 | 0 | 0 | 0 | 0 | 0 | 0
Steam turbine | 0 | 0 | 0 | 0 | 0 | 0 | 0 | 0 | 0 | 0 | 0
Internal combustion engine | 0 | 0 | 0 | 0 | 0 | 0 | 0 | 0 | 0 | 0 | 0
Derived gas fired | 0 | 0 | 0 | 0 | 0 | 0 | 0 | 0 | 0 | 0 | 0
Refinery gas fired | 0 | 0 | 0 | 0 | 0 | 0 | 0 | 0 | 0 | 0 | 0
Diesel oil fired | 0 | 0 | 0 | 0 | 0 | 0 | 0 | 0 | 0 | 0 | 0
Gas turbine combined cycle | 0 | 0 | 0 | 0 | 0 | 0 | 0 | 0 | 0 | 0 | 0
Gas turbine | 0 | 0 | 0 | 0 | 0 | 0 | 0 | 0 | 0 | 0 | 0
Steam turbine | 0 | 0 | 0 | 0 | 0 | 0 | 0 | 0 | 0 | 0 | 0
Internal combustion engine | 0 | 0 | 0 | 0 | 0 | 0 | 0 | 0 | 0 | 0 | 0
Fuel Oil fired | 0 | 0 | 0 | 0 | 0 | 0 | 0 | 0 | 0 | 0 | 0
Integrated gasification combined cycle | 0 | 0 | 0 | 0 | 0 | 0 | 0 | 0 | 0 | 0 | 0
Supercritical steam turbine | 0 | 0 | 0 | 0 | 0 | 0 | 0 | 0 | 0 | 0 | 0
Steam turbine | 0 | 0 | 0 | 0 | 0 | 0 | 0 | 0 | 0 | 0 | 0
Solid biomass & waste fired | 0 | 0 | 0 | 0 | 0 | 0 | 0 | 0 | 0 | 0 | 0
Integrated gasification combined cycle | 0 | 0 | 0 | 0 | 0 | 0 | 0 | 0 | 0 | 0 | 0
Fluidized bed combustion | 0 | 0 | 0 | 0 | 0 | 0 | 0 | 0 | 0 | 0 | 0
Steam turbine | 0 | 0 | 0 | 0 | 0 | 0 | 0 | 0 | 0 | 0 | 0
CHP power plants equipped with CCS | 0 | 0 | 0 | 0 | 0 | 0 | 0 | 0 | 0 | 0 | 0
Conventional thermal | 0 | 0 | 0 | 0 | 0 | 0 | 0 | 0 | 0 | 0 | 0
Coal fired | 0 | 0 | 0 | 0 | 0 | 0 | 0 | 0 | 0 | 0 | 0
Integrated gasification combined cycle | 0 | 0 | 0 | 0 | 0 | 0 | 0 | 0 | 0 | 0 | 0
Supercritical steam turbine | 0 | 0 | 0 | 0 | 0 | 0 | 0 | 0 | 0 | 0 | 0
Fluidized bed combustion | 0 | 0 | 0 | 0 | 0 | 0 | 0 | 0 | 0 | 0 | 0
Steam turbine | 0 | 0 | 0 | 0 | 0 | 0 | 0 | 0 | 0 | 0 | 0
Lignite fired | 0 | 0 | 0 | 0 | 0 | 0 | 0 | 0 | 0 | 0 | 0
Integrated gasification combined cycle | 0 | 0 | 0 | 0 | 0 | 0 | 0 | 0 | 0 | 0 | 0
Supercritical steam turbine | 0 | 0 | 0 | 0 | 0 | 0 | 0 | 0 | 0 | 0 | 0
Fluidized bed combustion | 0 | 0 | 0 | 0 | 0 | 0 | 0 | 0 | 0 | 0 | 0
Steam turbine | 0 | 0 | 0 | 0 | 0 | 0 | 0 | 0 | 0 | 0 | 0
Gas fired | 0 | 0 | 0 | 0 | 0 | 0 | 0 | 0 | 0 | 0 | 0
Gas turbine combined cycle | 0 | 0 | 0 | 0 | 0 | 0 | 0 | 0 | 0 | 0 | 0
Gas turbine | 0 | 0 | 0 | 0 | 0 | 0 | 0 | 0 | 0 | 0 | 0
Steam turbine | 0 | 0 | 0 | 0 | 0 | 0 | 0 | 0 | 0 | 0 | 0
Internal combustion engine | 0 | 0 | 0 | 0 | 0 | 0 | 0 | 0 | 0 | 0 | 0
Derived gas fired | 0 | 0 | 0 | 0 | 0 | 0 | 0 | 0 | 0 | 0 | 0
Refinery gas fired | 0 | 0 | 0 | 0 | 0 | 0 | 0 | 0 | 0 | 0 | 0
Diesel oil fired | 0 | 0 | 0 | 0 | 0 | 0 | 0 | 0 | 0 | 0 | 0
Gas turbine combined cycle | 0 | 0 | 0 | 0 | 0 | 0 | 0 | 0 | 0 | 0 | 0
Gas turbine | 0 | 0 | 0 | 0 | 0 | 0 | 0 | 0 | 0 | 0 | 0
Steam turbine | 0 | 0 | 0 | 0 | 0 | 0 | 0 | 0 | 0 | 0 | 0
Internal combustion engine | 0 | 0 | 0 | 0 | 0 | 0 | 0 | 0 | 0 | 0 | 0
Fuel Oil fired | 0 | 0 | 0 | 0 | 0 | 0 | 0 | 0 | 0 | 0 | 0
Integrated gasification combined cycle | 0 | 0 | 0 | 0 | 0 | 0 | 0 | 0 | 0 | 0 | 0
Supercritical steam turbine | 0 | 0 | 0 | 0 | 0 | 0 | 0 | 0 | 0 | 0 | 0
Steam turbine | 0 | 0 | 0 | 0 | 0 | 0 | 0 | 0 | 0 | 0 | 0
Solid biomass & waste fired | 0 | 0 | 0 | 0 | 0 | 0 | 0 | 0 | 0 | 0 | 0
Integrated gasification combined cycle | 0 | 0 | 0 | 0 | 0 | 0 | 0 | 0 | 0 | 0 | 0
Fluidized bed combustion | 0 | 0 | 0 | 0 | 0 | 0 | 0 | 0 | 0 | 0 | 0
Steam turbine | 0 | 0 | 0 | 0 | 0 | 0 | 0 | 0 | 0 | 0 | 0

## Gross Generation Efficiency
FR: Gross electricity generation efficiencies | 2000 | 2005 | 2010 | 2015 | 2020 | 2025 | 2030 | 2035 | 2040 | 2045 | 2050
Total | 0.36639 | 0.35653 | 0.36161 | 0.37235 | 0.38703 | 0.39924 | 0.40653 | 0.46403 | 0.49003 | 0.5104 | 0.54404
Nuclear | 0.33333 | 0.33333 | 0.33333 | 0.33333 | 0.32778 | 0.33392 | 0.33378 | 0.33416 | 0.33374 | 0.33363 | 0.33354
Nuclear - current | 0.33333 | 0.33333 | 0.33333 | 0.33333 | 0.32778 | 0.33392 | 0.33378 | 0.33416 | 0.33374 | 0.33363 | 0.33354
Nuclear III | 0 | 0 | 0 | 0 | 0 | 0 | 0 | 0 | 0 | 0 | 0
Nuclear IV | 0 | 0 | 0 | 0 | 0 | 0 | 0 | 0 | 0 | 0 | 0
Conventional thermal | 0.34324 | 0.33112 | 0.29828 | 0.34357 | 0.26507 | 0.29127 | 0.27303 | 0.47835 | 0.38343 | 0.33794 | 0.47073
Coal fired | 0.38737 | 0.37503 | 0.37986 | 0.3739 | 0.2598 | 0.37053 | 0.3416 | 0.26531 | 0.18105 | 0 | 0
Integrated gasification combined cycle | 0 | 0 | 0 | 0 | 0 | 0 | 0 | 0 | 0 | 0 | 0
Supercritical steam turbine | 0 | 0 | 0 | 0 | 0 | 0 | 0 | 0 | 0 | 0 | 0
Fluidized bed combustion | 0.13963 | 0.35636 | 0.35286 | 0.13201 | 0.26452 | 0.31835 | 0 | 0 | 0 | 0 | 0
Steam turbine | 0.38937 | 0.37693 | 0.38401 | 0.37924 | 0.19633 | 0.38687 | 0.3416 | 0.26531 | 0.18105 | 0 | 0
Lignite fired | 0 | 0 | 0 | 0 | 0 | 0 | 0 | 0 | 0 | 0 | 0
Integrated gasification combined cycle | 0 | 0 | 0 | 0 | 0 | 0 | 0 | 0 | 0 | 0 | 0
Supercritical steam turbine | 0 | 0 | 0 | 0 | 0 | 0 | 0 | 0 | 0 | 0 | 0
Fluidized bed combustion | 0 | 0 | 0 | 0 | 0 | 0 | 0 | 0 | 0 | 0 | 0
Steam turbine | 0 | 0 | 0 | 0 | 0 | 0 | 0 | 0 | 0 | 0 | 0
Gas fired | 0.34848 | 0.35961 | 0.30342 | 0.46129 | 0.3132 | 0.25263 | 0.24911 | 0.56095 | 0.51625 | 0.51957 | 0.56193
Gas turbine combined cycle | 0.33138 | 0.38708 | 0.32648 | 0.49532 | 0.33348 | 0.26041 | 0.25721 | 0.58159 | 0.59575 | 0.5888 | 0.5632
Gas turbine | 0.38544 | 0.34031 | 0.24301 | 0.38424 | 0.22058 | 0.21548 | 0.22417 | 0.2815 | 0 | 0 | 0
Steam turbine | 0.32805 | 0.27823 | 0.21385 | 0.30414 | 0.24311 | 0.23664 | 0.23064 | 0.38203 | 0.35279 | 0.43007 | 0.1772
Internal combustion engine | 0.38732 | 0.3514 | 0.23803 | 0.33022 | 0.29214 | 0.28994 | 0.33044 | 0.23637 | 0 | 0 | 0
Derived gas fired | 0.2748 | 0.26918 | 0.27829 | 0.27587 | 0.27695 | 0.30952 | 0.30938 | 0.30937 | 0.3106 | 0.30992 | 0.30992
Refinery gas fired | 0.33881 | 0.33235 | 0.2941 | 0.17889 | 0.20609 | 0.21129 | 0.2152 | 0.21626 | 0.21626 | 0.21626 | 0.21626
Diesel oil fired | 0.31264 | 0.33513 | 0.39724 | 0.43311 | 0.38865 | 0.34976 | 0.3129 | 0.42154 | 0 | 0 | 0
Gas turbine combined cycle | 0 | 0 | 0 | 0 | 0 | 0 | 0 | 0 | 0 | 0 | 0
Gas turbine | 0.31264 | 0.33641 | 0.39795 | 0.43342 | 0.38865 | 0.28864 | 0.28673 | 0 | 0 | 0 | 0
Steam turbine | 0 | 0 | 0 | 0 | 0 | 0 | 0 | 0 | 0 | 0 | 0
Internal combustion engine | 0 | 0.28812 | 0.013263 | 0.38221 | 0 | 0.41764 | 0.42154 | 0.42154 | 0 | 0 | 0
Fuel Oil fired | 0.35621 | 0.3133 | 0.31558 | 0.33234 | 0.2325 | 0.21113 | 0.18394 | 0.12293 | 0 | 0 | 0
Integrated gasification combined cycle | 0 | 0 | 0 | 0 | 0 | 0 | 0 | 0 | 0 | 0 | 0
Supercritical steam turbine | 0 | 0 | 0 | 0 | 0 | 0 | 0 | 0 | 0 | 0 | 0
Steam turbine | 0.35621 | 0.3133 | 0.31558 | 0.33234 | 0.2325 | 0.21113 | 0.18394 | 0.12293 | 0 | 0 | 0
Solid biomass & waste fired | 0.16567 | 0.17952 | 0.15287 | 0.19189 | 0.20153 | 0.19672 | 0.19693 | 0.26122 | 0.24792 | 0.18521 | 0.096155
Integrated gasification combined cycle | 0 | 0 | 0 | 0 | 0 | 0 | 0 | 0 | 0 | 0 | 0
Fluidized bed combustion | 0.16678 | 0.17951 | 0.15281 | 0.19057 | 0.20153 | 0.19144 | 0.19323 | 0.24973 | 0.2304 | 0.12862 | 0.096155
Steam turbine | 0.14648 | 0.18018 | 0.15454 | 0.20858 | 0 | 0.23304 | 0.2132 | 0.35046 | 0.30319 | 0.3702 | 0
Fuel cells | 0 | 0 | 0 | 0 | 0 | 0 | 0 | 0 | 0 | 0 | 0
Natural gas fuel cell power plant | 0 | 0 | 0 | 0 | 0 | 0 | 0 | 0 | 0 | 0 | 0
Hydrogen fuel cell power plant | 0 | 0 | 0 | 0 | 0 | 0 | 0 | 0 | 0 | 0 | 0
Wind | 1 | 1 | 1 | 1 | 1 | 1 | 1 | 1 | 1 | 1 | 1
Onshore | 1 | 1 | 1 | 1 | 1 | 1 | 1 | 1 | 1 | 1 | 1
Offshore | 0 | 0 | 0 | 0 | 1 | 1 | 1 | 1 | 1 | 1 | 1
Solar photovoltaics | 1 | 1 | 1 | 1 | 1 | 1 | 1 | 1 | 1 | 1 | 1
Solar thermal | 0 | 0 | 0 | 0 | 0 | 0 | 0 | 0 | 0 | 0 | 0
Geothermal | 0 | 0 | 0 | 0 | 0 | 0 | 0 | 0 | 0 | 0 | 0
Tide, wave and ocean | 1 | 1 | 1 | 1 | 1 | 1 | 1 | 1 | 1 | 1 | 1
Tidal | 1 | 1 | 1 | 1 | 1 | 1 | 1 | 1 | 1 | 1 | 1
Wave and ocean | 0 | 0 | 0 | 0 | 0 | 0 | 0 | 0 | 0 | 0 | 0
Hydro | 1 | 1 | 1 | 1 | 1 | 1 | 1 | 1 | 1 | 1 | 1
Run-of-river | 1 | 1 | 1 | 1 | 1 | 1 | 1 | 1 | 1 | 1 | 1
Reservoirs (dams) | 1 | 1 | 1 | 1 | 1 | 1 | 1 | 1 | 1 | 1 | 1
Pump storage | 0.72226 | 0.73078 | 0.72955 | 0.72141 | 0.72141 | 0.72141 | 0.72141 | 0.72141 | 0.72141 | 0.72141 | 0.72141
Electricity only | 0.3704 | 0.36191 | 0.37045 | 0.37705 | 0.38971 | 0.40261 | 0.4096 | 0.47176 | 0.49793 | 0.51702 | 0.54821
Nuclear | 0.33333 | 0.33333 | 0.33333 | 0.33333 | 0.32778 | 0.33392 | 0.33378 | 0.33416 | 0.33374 | 0.33363 | 0.33354
Nuclear - current | 0.33333 | 0.33333 | 0.33333 | 0.33333 | 0.32778 | 0.33392 | 0.33378 | 0.33416 | 0.33374 | 0.33363 | 0.33354
Nuclear III | 0 | 0 | 0 | 0 | 0 | 0 | 0 | 0 | 0 | 0 | 0
Nuclear IV | 0 | 0 | 0 | 0 | 0 | 0 | 0 | 0 | 0 | 0 | 0
Conventional thermal | 0.38659 | 0.38207 | 0.36155 | 0.41811 | 0.33211 | 0.35895 | 0.33702 | 0.53991 | 0.47164 | 0.44643 | 0.31762
Coal fired | 0.40478 | 0.39048 | 0.39363 | 0.38078 | 0.33322 | 0.38017 | 0.35532 | 0 | 0 | 0 | 0
Integrated gasification combined cycle | 0 | 0 | 0 | 0 | 0 | 0 | 0 | 0 | 0 | 0 | 0
Supercritical steam turbine | 0 | 0 | 0 | 0 | 0 | 0 | 0 | 0 | 0 | 0 | 0
Fluidized bed combustion | 0 | 0.3754 | 0.36288 | 0 | 0.33637 | 0.35318 | 0 | 0 | 0 | 0 | 0
Steam turbine | 0.40478 | 0.39207 | 0.39874 | 0.38078 | 0.23971 | 0.38733 | 0.35532 | 0 | 0 | 0 | 0
Lignite fired | 0 | 0 | 0 | 0 | 0 | 0 | 0 | 0 | 0 | 0 | 0
Integrated gasification combined cycle | 0 | 0 | 0 | 0 | 0 | 0 | 0 | 0 | 0 | 0 | 0
Supercritical steam turbine | 0 | 0 | 0 | 0 | 0 | 0 | 0 | 0 | 0 | 0 | 0
Fluidized bed combustion | 0 | 0 | 0 | 0 | 0 | 0 | 0 | 0 | 0 | 0 | 0
Steam turbine | 0 | 0 | 0 | 0 | 0 | 0 | 0 | 0 | 0 | 0 | 0
Gas fired | 0.47164 | 0.59906 | 0.41757 | 0.58262 | 0.49096 | 0.53367 | 0.54509 | 0.5902 | 0.55825 | 0.53037 | 0
Gas turbine combined cycle | 0.60498 | 0.61123 | 0.41757 | 0.59889 | 0.49096 | 0.54638 | 0.54509 | 0.60176 | 0.59575 | 0.5888 | 0
Gas turbine | 0.41996 | 0.39736 | 0 | 0.42375 | 0 | 0 | 0 | 0 | 0 | 0 | 0
Steam turbine | 0.4598 | 0.43416 | 0 | 0.45182 | 0 | 0.42138 | 0 | 0.45012 | 0.44619 | 0.44952 | 0
Internal combustion engine | 0.41159 | 0 | 0 | 0 | 0 | 0 | 0 | 0 | 0 | 0 | 0
Derived gas fired | 0.28968 | 0.27728 | 0.28177 | 0.27724 | 0.27946 | 0.31508 | 0.31536 | 0.31646 | 0.31814 | 0.31814 | 0.31814
Refinery gas fired | 0 | 0 | 0 | 0.24054 | 0.27705 | 0.30651 | 0.30651 | 0.30651 | 0.30651 | 0.30651 | 0.30651
Diesel oil fired | 0.31264 | 0.34498 | 0.40443 | 0.45042 | 0.43742 | 0.41764 | 0.42154 | 0.42154 | 0 | 0 | 0
Gas turbine combined cycle | 0 | 0 | 0 | 0 | 0 | 0 | 0 | 0 | 0 | 0 | 0
Gas turbine | 0.31264 | 0.34561 | 0.40443 | 0.45077 | 0.43742 | 0 | 0 | 0 | 0 | 0 | 0
Steam turbine | 0 | 0 | 0 | 0 | 0 | 0 | 0 | 0 | 0 | 0 | 0
Internal combustion engine | 0 | 0.32006 | 0 | 0.41613 | 0 | 0.41764 | 0.42154 | 0.42154 | 0 | 0 | 0
Fuel Oil fired | 0.35621 | 0.34838 | 0.336 | 0.35495 | 0.38964 | 0.39232 | 0.28054 | 0 | 0 | 0 | 0
Integrated gasification combined cycle | 0 | 0 | 0 | 0 | 0 | 0 | 0 | 0 | 0 | 0 | 0
Supercritical steam turbine | 0 | 0 | 0 | 0 | 0 | 0 | 0 | 0 | 0 | 0 | 0
Steam turbine | 0.35621 | 0.34838 | 0.336 | 0.35495 | 0.38964 | 0.39232 | 0.28054 | 0 | 0 | 0 | 0
Solid biomass & waste fired | 0.30823 | 0.19503 | 0.15888 | 0.22331 | 0.27998 | 0.25452 | 0.28662 | 0.32042 | 0.34794 | 0.36648 | 0
Integrated gasification combined cycle | 0 | 0 | 0 | 0 | 0 | 0 | 0 | 0 | 0 | 0 | 0
Fluidized bed combustion | 0.30823 | 0.19503 | 0.15872 | 0.22366 | 0.27998 | 0 | 0.28662 | 0.30356 | 0.32773 | 0.34953 | 0
Steam turbine | 0 | 0 | 0.16393 | 0.21322 | 0 | 0.25452 | 0 | 0.394 | 0.38605 | 0.37426 | 0
Fuel cells | 0 | 0 | 0 | 0 | 0 | 0 | 0 | 0 | 0 | 0 | 0
Natural gas fuel cell power plant | 0 | 0 | 0 | 0 | 0 | 0 | 0 | 0 | 0 | 0 | 0
Hydrogen fuel cell power plant | 0 | 0 | 0 | 0 | 0 | 0 | 0 | 0 | 0 | 0 | 0
Wind | 1 | 1 | 1 | 1 | 1 | 1 | 1 | 1 | 1 | 1 | 1
Onshore | 1 | 1 | 1 | 1 | 1 | 1 | 1 | 1 | 1 | 1 | 1
Offshore | 0 | 0 | 0 | 0 | 1 | 1 | 1 | 1 | 1 | 1 | 1
Solar photovoltaics | 1 | 1 | 1 | 1 | 1 | 1 | 1 | 1 | 1 | 1 | 1
Solar thermal | 0 | 0 | 0 | 0 | 0 | 0 | 0 | 0 | 0 | 0 | 0
Geothermal | 0 | 0 | 0 | 0 | 0 | 0 | 0 | 0 | 0 | 0 | 0
Tide, wave and ocean | 1 | 1 | 1 | 1 | 1 | 1 | 1 | 1 | 1 | 1 | 1
Tidal | 1 | 1 | 1 | 1 | 1 | 1 | 1 | 1 | 1 | 1 | 1
Wave and ocean | 0 | 0 | 0 | 0 | 0 | 0 | 0 | 0 | 0 | 0 | 0
Hydro | 1 | 1 | 1 | 1 | 1 | 1 | 1 | 1 | 1 | 1 | 1
Run-of-river | 1 | 1 | 1 | 1 | 1 | 1 | 1 | 1 | 1 | 1 | 1
Reservoirs (dams) | 1 | 1 | 1 | 1 | 1 | 1 | 1 | 1 | 1 | 1 | 1
Pump storage | 0.72226 | 0.73078 | 0.72955 | 0.72141 | 0.72141 | 0.72141 | 0.72141 | 0.72141 | 0.72141 | 0.72141 | 0.72141
CHP power plants | 0.25023 | 0.25041 | 0.20925 | 0.23414 | 0.2215 | 0.22135 | 0.22412 | 0.22431 | 0.17217 | 0.13707 | 0.14483
Nuclear | 0 | 0 | 0 | 0 | 0 | 0 | 0 | 0 | 0 | 0 | 0
Nuclear - current | 0 | 0 | 0 | 0 | 0 | 0 | 0 | 0 | 0 | 0 | 0
Nuclear III | 0 | 0 | 0 | 0 | 0 | 0 | 0 | 0 | 0 | 0 | 0
Nuclear IV | 0 | 0 | 0 | 0 | 0 | 0 | 0 | 0 | 0 | 0 | 0
Conventional thermal | 0.25023 | 0.25041 | 0.20925 | 0.23414 | 0.2215 | 0.22135 | 0.22412 | 0.22431 | 0.17217 | 0.13707 | 0.14483
Coal fired | 0.18381 | 0.24632 | 0.26363 | 0.15273 | 0.14005 | 0.1289 | 0.16971 | 0.26531 | 0.18105 | 0 | 0
Integrated gasification combined cycle | 0 | 0 | 0 | 0 | 0 | 0 | 0 | 0 | 0 | 0 | 0
Supercritical steam turbine | 0 | 0 | 0 | 0 | 0 | 0 | 0 | 0 | 0 | 0 | 0
Fluidized bed combustion | 0.13963 | 0.13872 | 0.13712 | 0.13201 | 0.13435 | 0.12877 | 0 | 0 | 0 | 0 | 0
Steam turbine | 0.18884 | 0.25436 | 0.27112 | 0.20477 | 0.17848 | 0.13258 | 0.16971 | 0.26531 | 0.18105 | 0 | 0
Lignite fired | 0 | 0 | 0 | 0 | 0 | 0 | 0 | 0 | 0 | 0 | 0
Integrated gasification combined cycle | 0 | 0 | 0 | 0 | 0 | 0 | 0 | 0 | 0 | 0 | 0
Supercritical steam turbine | 0 | 0 | 0 | 0 | 0 | 0 | 0 | 0 | 0 | 0 | 0
Fluidized bed combustion | 0 | 0 | 0 | 0 | 0 | 0 | 0 | 0 | 0 | 0 | 0
Steam turbine | 0 | 0 | 0 | 0 | 0 | 0 | 0 | 0 | 0 | 0 | 0
Gas fired | 0.32254 | 0.28408 | 0.22303 | 0.30804 | 0.25645 | 0.23935 | 0.23803 | 0.24683 | 0.14668 | 0.15339 | 0.1772
Gas turbine combined cycle | 0.30218 | 0.27752 | 0.22179 | 0.30843 | 0.26229 | 0.24216 | 0.2412 | 0.26184 | 0 | 0 | 0
Gas turbine | 0.3758 | 0.3384 | 0.24301 | 0.34771 | 0.22058 | 0.21548 | 0.22417 | 0.2815 | 0 | 0 | 0
Steam turbine | 0.29588 | 0.26806 | 0.21385 | 0.29053 | 0.24311 | 0.23385 | 0.23064 | 0.21528 | 0.14668 | 0.15339 | 0.1772
Internal combustion engine | 0.37046 | 0.3514 | 0.23803 | 0.33022 | 0.29214 | 0.28994 | 0.33044 | 0.23637 | 0 | 0 | 0
Derived gas fired | 0.12131 | 0.15437 | 0.19366 | 0.21519 | 0.22851 | 0.27417 | 0.28642 | 0.28751 | 0.28751 | 0.28823 | 0.28823
Refinery gas fired | 0.33881 | 0.33235 | 0.2941 | 0.16434 | 0.18937 | 0.19002 | 0.19565 | 0.19702 | 0.19702 | 0.19702 | 0.19702
Diesel oil fired | 0 | 0.15683 | 0.15682 | 0.41254 | 0.28718 | 0.28864 | 0.28673 | 0 | 0 | 0 | 0
Gas turbine combined cycle | 0 | 0 | 0 | 0 | 0 | 0 | 0 | 0 | 0 | 0 | 0
Gas turbine | 0 | 0.16461 | 0.16646 | 0.41298 | 0.28718 | 0.28864 | 0.28673 | 0 | 0 | 0 | 0
Steam turbine | 0 | 0 | 0 | 0 | 0 | 0 | 0 | 0 | 0 | 0 | 0
Internal combustion engine | 0 | 0.019865 | 0.013263 | 0.078691 | 0 | 0 | 0 | 0 | 0 | 0 | 0
Fuel Oil fired | 0 | 0.18169 | 0.24559 | 0.21214 | 0.18789 | 0.17471 | 0.18182 | 0.12293 | 0 | 0 | 0
Integrated gasification combined cycle | 0 | 0 | 0 | 0 | 0 | 0 | 0 | 0 | 0 | 0 | 0
Supercritical steam turbine | 0 | 0 | 0 | 0 | 0 | 0 | 0 | 0 | 0 | 0 | 0
Steam turbine | 0 | 0.18169 | 0.24559 | 0.21214 | 0.18789 | 0.17471 | 0.18182 | 0.12293 | 0 | 0 | 0
Solid biomass & waste fired | 0.12165 | 0.16646 | 0.149 | 0.17967 | 0.1964 | 0.19299 | 0.19376 | 0.20542 | 0.15766 | 0.095387 | 0.096155
Integrated gasification combined cycle | 0 | 0 | 0 | 0 | 0 | 0 | 0 | 0 | 0 | 0 | 0
Fluidized bed combustion | 0.11973 | 0.16607 | 0.14899 | 0.17692 | 0.1964 | 0.19144 | 0.18915 | 0.20647 | 0.16322 | 0.09378 | 0.096155
Steam turbine | 0.14648 | 0.18018 | 0.14946 | 0.20789 | 0 | 0.21339 | 0.2132 | 0.18351 | 0.12493 | 0.24242 | 0
Electricity only equipped with CCS | 0 | 0 | 0 | 0 | 0 | 0 | 0 | 0 | 0 | 0 | 0.5632
Conventional thermal | 0 | 0 | 0 | 0 | 0 | 0 | 0 | 0 | 0 | 0 | 0.5632
Coal fired | 0 | 0 | 0 | 0 | 0 | 0 | 0 | 0 | 0 | 0 | 0
Integrated gasification combined cycle | 0 | 0 | 0 | 0 | 0 | 0 | 0 | 0 | 0 | 0 | 0
Supercritical steam turbine | 0 | 0 | 0 | 0 | 0 | 0 | 0 | 0 | 0 | 0 | 0
Fluidized bed combustion | 0 | 0 | 0 | 0 | 0 | 0 | 0 | 0 | 0 | 0 | 0
Steam turbine | 0 | 0 | 0 | 0 | 0 | 0 | 0 | 0 | 0 | 0 | 0
Lignite fired | 0 | 0 | 0 | 0 | 0 | 0 | 0 | 0 | 0 | 0 | 0
Integrated gasification combined cycle | 0 | 0 | 0 | 0 | 0 | 0 | 0 | 0 | 0 | 0 | 0
Supercritical steam turbine | 0 | 0 | 0 | 0 | 0 | 0 | 0 | 0 | 0 | 0 | 0
Fluidized bed combustion | 0 | 0 | 0 | 0 | 0 | 0 | 0 | 0 | 0 | 0 | 0
Steam turbine | 0 | 0 | 0 | 0 | 0 | 0 | 0 | 0 | 0 | 0 | 0
Gas fired | 0 | 0 | 0 | 0 | 0 | 0 | 0 | 0 | 0 | 0 | 0.5632
Gas turbine combined cycle | 0 | 0 | 0 | 0 | 0 | 0 | 0 | 0 | 0 | 0 | 0.5632
Gas turbine | 0 | 0 | 0 | 0 | 0 | 0 | 0 | 0 | 0 | 0 | 0
Steam turbine | 0 | 0 | 0 | 0 | 0 | 0 | 0 | 0 | 0 | 0 | 0
Internal combustion engine | 0 | 0 | 0 | 0 | 0 | 0 | 0 | 0 | 0 | 0 | 0
Derived gas fired | 0 | 0 | 0 | 0 | 0 | 0 | 0 | 0 | 0 | 0 | 0
Refinery gas fired | 0 | 0 | 0 | 0 | 0 | 0 | 0 | 0 | 0 | 0 | 0
Diesel oil fired | 0 | 0 | 0 | 0 | 0 | 0 | 0 | 0 | 0 | 0 | 0
Gas turbine combined cycle | 0 | 0 | 0 | 0 | 0 | 0 | 0 | 0 | 0 | 0 | 0
Gas turbine | 0 | 0 | 0 | 0 | 0 | 0 | 0 | 0 | 0 | 0 | 0
Steam turbine | 0 | 0 | 0 | 0 | 0 | 0 | 0 | 0 | 0 | 0 | 0
Internal combustion engine | 0 | 0 | 0 | 0 | 0 | 0 | 0 | 0 | 0 | 0 | 0
Fuel Oil fired | 0 | 0 | 0 | 0 | 0 | 0 | 0 | 0 | 0 | 0 | 0
Integrated gasification combined cycle | 0 | 0 | 0 | 0 | 0 | 0 | 0 | 0 | 0 | 0 | 0
Supercritical steam turbine | 0 | 0 | 0 | 0 | 0 | 0 | 0 | 0 | 0 | 0 | 0
Steam turbine | 0 | 0 | 0 | 0 | 0 | 0 | 0 | 0 | 0 | 0 | 0
Solid biomass & waste fired | 0 | 0 | 0 | 0 | 0 | 0 | 0 | 0 | 0 | 0 | 0
Integrated gasification combined cycle | 0 | 0 | 0 | 0 | 0 | 0 | 0 | 0 | 0 | 0 | 0
Fluidized bed combustion | 0 | 0 | 0 | 0 | 0 | 0 | 0 | 0 | 0 | 0 | 0
Steam turbine | 0 | 0 | 0 | 0 | 0 | 0 | 0 | 0 | 0 | 0 | 0
CHP power plants equipped with CCS | 0 | 0 | 0 | 0 | 0 | 0 | 0 | 0 | 0 | 0 | 0
Conventional thermal | 0 | 0 | 0 | 0 | 0 | 0 | 0 | 0 | 0 | 0 | 0
Coal fired | 0 | 0 | 0 | 0 | 0 | 0 | 0 | 0 | 0 | 0 | 0
Integrated gasification combined cycle | 0 | 0 | 0 | 0 | 0 | 0 | 0 | 0 | 0 | 0 | 0
Supercritical steam turbine | 0 | 0 | 0 | 0 | 0 | 0 | 0 | 0 | 0 | 0 | 0
Fluidized bed combustion | 0 | 0 | 0 | 0 | 0 | 0 | 0 | 0 | 0 | 0 | 0
Steam turbine | 0 | 0 | 0 | 0 | 0 | 0 | 0 | 0 | 0 | 0 | 0
Lignite fired | 0 | 0 | 0 | 0 | 0 | 0 | 0 | 0 | 0 | 0 | 0
Integrated gasification combined cycle | 0 | 0 | 0 | 0 | 0 | 0 | 0 | 0 | 0 | 0 | 0
Supercritical steam turbine | 0 | 0 | 0 | 0 | 0 | 0 | 0 | 0 | 0 | 0 | 0
Fluidized bed combustion | 0 | 0 | 0 | 0 | 0 | 0 | 0 | 0 | 0 | 0 | 0
Steam turbine | 0 | 0 | 0 | 0 | 0 | 0 | 0 | 0 | 0 | 0 | 0
Gas fired | 0 | 0 | 0 | 0 | 0 | 0 | 0 | 0 | 0 | 0 | 0
Gas turbine combined cycle | 0 | 0 | 0 | 0 | 0 | 0 | 0 | 0 | 0 | 0 | 0
Gas turbine | 0 | 0 | 0 | 0 | 0 | 0 | 0 | 0 | 0 | 0 | 0
Steam turbine | 0 | 0 | 0 | 0 | 0 | 0 | 0 | 0 | 0 | 0 | 0
Internal combustion engine | 0 | 0 | 0 | 0 | 0 | 0 | 0 | 0 | 0 | 0 | 0
Derived gas fired | 0 | 0 | 0 | 0 | 0 | 0 | 0 | 0 | 0 | 0 | 0
Refinery gas fired | 0 | 0 | 0 | 0 | 0 | 0 | 0 | 0 | 0 | 0 | 0
Diesel oil fired | 0 | 0 | 0 | 0 | 0 | 0 | 0 | 0 | 0 | 0 | 0
Gas turbine combined cycle | 0 | 0 | 0 | 0 | 0 | 0 | 0 | 0 | 0 | 0 | 0
Gas turbine | 0 | 0 | 0 | 0 | 0 | 0 | 0 | 0 | 0 | 0 | 0
Steam turbine | 0 | 0 | 0 | 0 | 0 | 0 | 0 | 0 | 0 | 0 | 0
Internal combustion engine | 0 | 0 | 0 | 0 | 0 | 0 | 0 | 0 | 0 | 0 | 0
Fuel Oil fired | 0 | 0 | 0 | 0 | 0 | 0 | 0 | 0 | 0 | 0 | 0
Integrated gasification combined cycle | 0 | 0 | 0 | 0 | 0 | 0 | 0 | 0 | 0 | 0 | 0
Supercritical steam turbine | 0 | 0 | 0 | 0 | 0 | 0 | 0 | 0 | 0 | 0 | 0
Steam turbine | 0 | 0 | 0 | 0 | 0 | 0 | 0 | 0 | 0 | 0 | 0
Solid biomass & waste fired | 0 | 0 | 0 | 0 | 0 | 0 | 0 | 0 | 0 | 0 | 0
Integrated gasification combined cycle | 0 | 0 | 0 | 0 | 0 | 0 | 0 | 0 | 0 | 0 | 0
Fluidized bed combustion | 0 | 0 | 0 | 0 | 0 | 0 | 0 | 0 | 0 | 0 | 0
Steam turbine | 0 | 0 | 0 | 0 | 0 | 0 | 0 | 0 | 0 | 0 | 0

## Net Generation Efficiency
FR: Net electricity generation efficiencies | 2000 | 2005 | 2010 | 2015 | 2020 | 2025 | 2030 | 2035 | 2040 | 2045 | 2050
Total | 0.35021 | 0.34042 | 0.34573 | 0.35678 | 0.37469 | 0.38676 | 0.39425 | 0.45187 | 0.4769 | 0.4973 | 0.52669
Nuclear | 0.31654 | 0.31674 | 0.31642 | 0.31687 | 0.31411 | 0.31999 | 0.3199 | 0.3206 | 0.31669 | 0.31561 | 0.31445
Nuclear - current | 0.31654 | 0.31674 | 0.31642 | 0.31687 | 0.31411 | 0.31999 | 0.3199 | 0.3206 | 0.31669 | 0.31561 | 0.31445
Nuclear III | 0 | 0 | 0 | 0 | 0 | 0 | 0 | 0 | 0 | 0 | 0
Nuclear IV | 0 | 0 | 0 | 0 | 0 | 0 | 0 | 0 | 0 | 0 | 0
Conventional thermal | 0.32428 | 0.31353 | 0.28266 | 0.3262 | 0.25424 | 0.27792 | 0.25968 | 0.45982 | 0.36617 | 0.3219 | 0.39619
Coal fired | 0.36611 | 0.35556 | 0.36024 | 0.35764 | 0.24603 | 0.35643 | 0.32974 | 0.24791 | 0.1686 | 0 | 0
Integrated gasification combined cycle | 0 | 0 | 0 | 0 | 0 | 0 | 0 | 0 | 0 | 0 | 0
Supercritical steam turbine | 0 | 0 | 0 | 0 | 0 | 0 | 0 | 0 | 0 | 0 | 0
Fluidized bed combustion | 0.13707 | 0.33217 | 0.32743 | 0.13064 | 0.25065 | 0.30045 | 0 | 0 | 0 | 0 | 0
Steam turbine | 0.36797 | 0.35795 | 0.36529 | 0.36265 | 0.18401 | 0.37397 | 0.32974 | 0.24791 | 0.1686 | 0 | 0
Lignite fired | 0 | 0 | 0 | 0 | 0 | 0 | 0 | 0 | 0 | 0 | 0
Integrated gasification combined cycle | 0 | 0 | 0 | 0 | 0 | 0 | 0 | 0 | 0 | 0 | 0
Supercritical steam turbine | 0 | 0 | 0 | 0 | 0 | 0 | 0 | 0 | 0 | 0 | 0
Fluidized bed combustion | 0 | 0 | 0 | 0 | 0 | 0 | 0 | 0 | 0 | 0 | 0
Steam turbine | 0 | 0 | 0 | 0 | 0 | 0 | 0 | 0 | 0 | 0 | 0
Gas fired | 0.32737 | 0.33916 | 0.28721 | 0.43731 | 0.29965 | 0.24097 | 0.23763 | 0.54148 | 0.49809 | 0.50099 | 0.46606
Gas turbine combined cycle | 0.3114 | 0.36581 | 0.30924 | 0.47036 | 0.31895 | 0.24807 | 0.24503 | 0.56177 | 0.57621 | 0.57014 | 0.46704
Gas turbine | 0.36572 | 0.32237 | 0.22991 | 0.36085 | 0.21188 | 0.2064 | 0.21392 | 0.26746 | 0 | 0 | 0
Steam turbine | 0.30462 | 0.25954 | 0.20151 | 0.28584 | 0.23293 | 0.22641 | 0.22072 | 0.36555 | 0.33748 | 0.41159 | 0.16834
Internal combustion engine | 0.36232 | 0.32706 | 0.22229 | 0.31124 | 0.27833 | 0.27627 | 0.31754 | 0.22728 | 0 | 0 | 0
Derived gas fired | 0.26085 | 0.25534 | 0.26597 | 0.26577 | 0.26838 | 0.29088 | 0.29028 | 0.28956 | 0.29064 | 0.28995 | 0.28995
Refinery gas fired | 0.32916 | 0.32304 | 0.28851 | 0.17691 | 0.20382 | 0.20566 | 0.20549 | 0.20524 | 0.20524 | 0.20524 | 0.20524
Diesel oil fired | 0.29376 | 0.3159 | 0.37281 | 0.40679 | 0.36937 | 0.32765 | 0.29037 | 0.40081 | 0 | 0 | 0
Gas turbine combined cycle | 0 | 0 | 0 | 0 | 0 | 0 | 0 | 0 | 0 | 0 | 0
Gas turbine | 0.29376 | 0.31718 | 0.37347 | 0.40704 | 0.36937 | 0.26553 | 0.26377 | 0 | 0 | 0 | 0
Steam turbine | 0 | 0 | 0 | 0 | 0 | 0 | 0 | 0 | 0 | 0 | 0
Internal combustion engine | 0 | 0.26876 | 0.012523 | 0.36593 | 0 | 0.39664 | 0.40081 | 0.40081 | 0 | 0 | 0
Fuel Oil fired | 0.34184 | 0.30033 | 0.3031 | 0.32126 | 0.23058 | 0.20802 | 0.18378 | 0.12293 | 0 | 0 | 0
Integrated gasification combined cycle | 0 | 0 | 0 | 0 | 0 | 0 | 0 | 0 | 0 | 0 | 0
Supercritical steam turbine | 0 | 0 | 0 | 0 | 0 | 0 | 0 | 0 | 0 | 0 | 0
Steam turbine | 0.34184 | 0.30033 | 0.3031 | 0.32126 | 0.23058 | 0.20802 | 0.18378 | 0.12293 | 0 | 0 | 0
Solid biomass & waste fired | 0.15473 | 0.16861 | 0.1427 | 0.17943 | 0.1908 | 0.18648 | 0.18661 | 0.24583 | 0.23236 | 0.17342 | 0.091397
Integrated gasification combined cycle | 0 | 0 | 0 | 0 | 0 | 0 | 0 | 0 | 0 | 0 | 0
Fluidized bed combustion | 0.15581 | 0.16862 | 0.14265 | 0.17822 | 0.1908 | 0.1819 | 0.18325 | 0.23545 | 0.21657 | 0.12118 | 0.091397
Steam turbine | 0.13606 | 0.16784 | 0.14422 | 0.1947 | 0 | 0.21794 | 0.20141 | 0.32649 | 0.28217 | 0.34416 | 0
Fuel cells | 0 | 0 | 0 | 0 | 0 | 0 | 0 | 0 | 0 | 0 | 0
Natural gas fuel cell power plant | 0 | 0 | 0 | 0 | 0 | 0 | 0 | 0 | 0 | 0 | 0
Hydrogen fuel cell power plant | 0 | 0 | 0 | 0 | 0 | 0 | 0 | 0 | 0 | 0 | 0
Wind | 1 | 1 | 1 | 1 | 1 | 1 | 1 | 1 | 1 | 1 | 1
Onshore | 1 | 1 | 1 | 1 | 1 | 1 | 1 | 1 | 1 | 1 | 1
Offshore | 0 | 0 | 0 | 0 | 1 | 1 | 1 | 1 | 1 | 1 | 1
Solar photovoltaics | 1 | 1 | 1 | 1 | 1 | 1 | 1 | 1 | 1 | 1 | 1
Solar thermal | 0 | 0 | 0 | 0 | 0 | 0 | 0 | 0 | 0 | 0 | 0
Geothermal | 0 | 0 | 0 | 0 | 0 | 0 | 0 | 0 | 0 | 0 | 0
Tide, wave and ocean | 1 | 1 | 1 | 1 | 1 | 1 | 1 | 1 | 1 | 1 | 1
Tidal | 1 | 1 | 1 | 1 | 1 | 1 | 1 | 1 | 1 | 1 | 1
Wave and ocean | 0 | 0 | 0 | 0 | 0 | 0 | 0 | 0 | 0 | 0 | 0
Hydro | 1 | 1 | 1 | 1 | 1 | 1 | 1 | 1 | 1 | 1 | 1
Run-of-river | 1 | 1 | 1 | 1 | 1 | 1 | 1 | 1 | 1 | 1 | 1
Reservoirs (dams) | 1 | 1 | 1 | 1 | 1 | 1 | 1 | 1 | 1 | 1 | 1
Pump storage | 0.72226 | 0.73078 | 0.72955 | 0.72141 | 0.72141 | 0.72141 | 0.72141 | 0.72141 | 0.72141 | 0.72141 | 0.72141
Electricity only | 0.35421 | 0.34581 | 0.35439 | 0.36144 | 0.37734 | 0.39009 | 0.3973 | 0.4596 | 0.48471 | 0.50383 | 0.53532
Nuclear | 0.31654 | 0.31674 | 0.31642 | 0.31687 | 0.31411 | 0.31999 | 0.3199 | 0.3206 | 0.31669 | 0.31561 | 0.31445
Nuclear - current | 0.31654 | 0.31674 | 0.31642 | 0.31687 | 0.31411 | 0.31999 | 0.3199 | 0.3206 | 0.31669 | 0.31561 | 0.31445
Nuclear III | 0 | 0 | 0 | 0 | 0 | 0 | 0 | 0 | 0 | 0 | 0
Nuclear IV | 0 | 0 | 0 | 0 | 0 | 0 | 0 | 0 | 0 | 0 | 0
Conventional thermal | 0.36619 | 0.36354 | 0.34378 | 0.39844 | 0.31981 | 0.34264 | 0.32114 | 0.51976 | 0.45104 | 0.42597 | 0.29787
Coal fired | 0.3826 | 0.37087 | 0.3736 | 0.36416 | 0.312 | 0.36552 | 0.34348 | 0 | 0 | 0 | 0
Integrated gasification combined cycle | 0 | 0 | 0 | 0 | 0 | 0 | 0 | 0 | 0 | 0 | 0
Supercritical steam turbine | 0 | 0 | 0 | 0 | 0 | 0 | 0 | 0 | 0 | 0 | 0
Fluidized bed combustion | 0 | 0.3492 | 0.33636 | 0 | 0.31484 | 0.33199 | 0 | 0 | 0 | 0 | 0
Steam turbine | 0.3826 | 0.37316 | 0.37979 | 0.36416 | 0.22772 | 0.37442 | 0.34348 | 0 | 0 | 0 | 0
Lignite fired | 0 | 0 | 0 | 0 | 0 | 0 | 0 | 0 | 0 | 0 | 0
Integrated gasification combined cycle | 0 | 0 | 0 | 0 | 0 | 0 | 0 | 0 | 0 | 0 | 0
Supercritical steam turbine | 0 | 0 | 0 | 0 | 0 | 0 | 0 | 0 | 0 | 0 | 0
Fluidized bed combustion | 0 | 0 | 0 | 0 | 0 | 0 | 0 | 0 | 0 | 0 | 0
Steam turbine | 0 | 0 | 0 | 0 | 0 | 0 | 0 | 0 | 0 | 0 | 0
Gas fired | 0.44595 | 0.56961 | 0.39736 | 0.55341 | 0.47229 | 0.51257 | 0.52382 | 0.57006 | 0.53877 | 0.51147 | 0
Gas turbine combined cycle | 0.56702 | 0.58172 | 0.39736 | 0.5701 | 0.47229 | 0.52452 | 0.52382 | 0.58154 | 0.57621 | 0.57014 | 0
Gas turbine | 0.40799 | 0.38795 | 0 | 0.39338 | 0 | 0 | 0 | 0 | 0 | 0 | 0
Steam turbine | 0.42646 | 0.40069 | 0 | 0.40707 | 0 | 0.40698 | 0 | 0.43088 | 0.42692 | 0.43029 | 0
Internal combustion engine | 0.38772 | 0 | 0 | 0 | 0 | 0 | 0 | 0 | 0 | 0 | 0
Derived gas fired | 0.27448 | 0.26256 | 0.26901 | 0.26694 | 0.27044 | 0.29621 | 0.29643 | 0.29667 | 0.29814 | 0.29814 | 0.29814
Refinery gas fired | 0 | 0 | 0 | 0.24012 | 0.27705 | 0.29198 | 0.29198 | 0.29198 | 0.29198 | 0.29198 | 0.29198
Diesel oil fired | 0.29376 | 0.32547 | 0.3797 | 0.42879 | 0.41992 | 0.39664 | 0.40081 | 0.40081 | 0 | 0 | 0
Gas turbine combined cycle | 0 | 0 | 0 | 0 | 0 | 0 | 0 | 0 | 0 | 0 | 0
Gas turbine | 0.29376 | 0.32616 | 0.3797 | 0.42909 | 0.41992 | 0 | 0 | 0 | 0 | 0 | 0
Steam turbine | 0 | 0 | 0 | 0 | 0 | 0 | 0 | 0 | 0 | 0 | 0
Internal combustion engine | 0 | 0.29853 | 0 | 0.39844 | 0 | 0.39664 | 0.40081 | 0.40081 | 0 | 0 | 0
Fuel Oil fired | 0.34184 | 0.33486 | 0.3228 | 0.34346 | 0.38095 | 0.3737 | 0.27312 | 0 | 0 | 0 | 0
Integrated gasification combined cycle | 0 | 0 | 0 | 0 | 0 | 0 | 0 | 0 | 0 | 0 | 0
Supercritical steam turbine | 0 | 0 | 0 | 0 | 0 | 0 | 0 | 0 | 0 | 0 | 0
Steam turbine | 0.34184 | 0.33486 | 0.3228 | 0.34346 | 0.38095 | 0.3737 | 0.27312 | 0 | 0 | 0 | 0
Solid biomass & waste fired | 0.29306 | 0.18589 | 0.14983 | 0.21013 | 0.26457 | 0.23582 | 0.27007 | 0.29991 | 0.32412 | 0.34068 | 0
Integrated gasification combined cycle | 0 | 0 | 0 | 0 | 0 | 0 | 0 | 0 | 0 | 0 | 0
Fluidized bed combustion | 0.29306 | 0.18589 | 0.14967 | 0.21053 | 0.26457 | 0 | 0.27007 | 0.28467 | 0.30591 | 0.32525 | 0
Steam turbine | 0 | 0 | 0.15455 | 0.19861 | 0 | 0.23582 | 0 | 0.36642 | 0.35847 | 0.34777 | 0
Fuel cells | 0 | 0 | 0 | 0 | 0 | 0 | 0 | 0 | 0 | 0 | 0
Natural gas fuel cell power plant | 0 | 0 | 0 | 0 | 0 | 0 | 0 | 0 | 0 | 0 | 0
Hydrogen fuel cell power plant | 0 | 0 | 0 | 0 | 0 | 0 | 0 | 0 | 0 | 0 | 0
Wind | 1 | 1 | 1 | 1 | 1 | 1 | 1 | 1 | 1 | 1 | 1
Onshore | 1 | 1 | 1 | 1 | 1 | 1 | 1 | 1 | 1 | 1 | 1
Offshore | 0 | 0 | 0 | 0 | 1 | 1 | 1 | 1 | 1 | 1 | 1
Solar photovoltaics | 1 | 1 | 1 | 1 | 1 | 1 | 1 | 1 | 1 | 1 | 1
Solar thermal | 0 | 0 | 0 | 0 | 0 | 0 | 0 | 0 | 0 | 0 | 0
Geothermal | 0 | 0 | 0 | 0 | 0 | 0 | 0 | 0 | 0 | 0 | 0
Tide, wave and ocean | 1 | 1 | 1 | 1 | 1 | 1 | 1 | 1 | 1 | 1 | 1
Tidal | 1 | 1 | 1 | 1 | 1 | 1 | 1 | 1 | 1 | 1 | 1
Wave and ocean | 0 | 0 | 0 | 0 | 0 | 0 | 0 | 0 | 0 | 0 | 0
Hydro | 1 | 1 | 1 | 1 | 1 | 1 | 1 | 1 | 1 | 1 | 1
Run-of-river | 1 | 1 | 1 | 1 | 1 | 1 | 1 | 1 | 1 | 1 | 1
Reservoirs (dams) | 1 | 1 | 1 | 1 | 1 | 1 | 1 | 1 | 1 | 1 | 1
Pump storage | 0.72226 | 0.73078 | 0.72955 | 0.72141 | 0.72141 | 0.72141 | 0.72141 | 0.72141 | 0.72141 | 0.72141 | 0.72141
CHP power plants | 0.23437 | 0.2343 | 0.19664 | 0.22016 | 0.21161 | 0.21105 | 0.21271 | 0.21253 | 0.16289 | 0.1292 | 0.13653
Nuclear | 0 | 0 | 0 | 0 | 0 | 0 | 0 | 0 | 0 | 0 | 0
Nuclear - current | 0 | 0 | 0 | 0 | 0 | 0 | 0 | 0 | 0 | 0 | 0
Nuclear III | 0 | 0 | 0 | 0 | 0 | 0 | 0 | 0 | 0 | 0 | 0
Nuclear IV | 0 | 0 | 0 | 0 | 0 | 0 | 0 | 0 | 0 | 0 | 0
Conventional thermal | 0.23437 | 0.2343 | 0.19664 | 0.22016 | 0.21161 | 0.21105 | 0.21271 | 0.21253 | 0.16289 | 0.1292 | 0.13653
Coal fired | 0.17332 | 0.22804 | 0.24749 | 0.14823 | 0.13844 | 0.12854 | 0.1576 | 0.24791 | 0.1686 | 0 | 0
Integrated gasification combined cycle | 0 | 0 | 0 | 0 | 0 | 0 | 0 | 0 | 0 | 0 | 0
Supercritical steam turbine | 0 | 0 | 0 | 0 | 0 | 0 | 0 | 0 | 0 | 0 | 0
Fluidized bed combustion | 0.13707 | 0.13739 | 0.13535 | 0.13064 | 0.13435 | 0.12877 | 0 | 0 | 0 | 0 | 0
Steam turbine | 0.17744 | 0.23481 | 0.25413 | 0.19242 | 0.16602 | 0.12235 | 0.1576 | 0.24791 | 0.1686 | 0 | 0
Lignite fired | 0 | 0 | 0 | 0 | 0 | 0 | 0 | 0 | 0 | 0 | 0
Integrated gasification combined cycle | 0 | 0 | 0 | 0 | 0 | 0 | 0 | 0 | 0 | 0 | 0
Supercritical steam turbine | 0 | 0 | 0 | 0 | 0 | 0 | 0 | 0 | 0 | 0 | 0
Fluidized bed combustion | 0 | 0 | 0 | 0 | 0 | 0 | 0 | 0 | 0 | 0 | 0
Steam turbine | 0 | 0 | 0 | 0 | 0 | 0 | 0 | 0 | 0 | 0 | 0
Gas fired | 0.30239 | 0.26647 | 0.20964 | 0.29068 | 0.24453 | 0.22814 | 0.22691 | 0.23459 | 0.14009 | 0.14562 | 0.16834
Gas turbine combined cycle | 0.28412 | 0.26028 | 0.20794 | 0.29039 | 0.24963 | 0.23043 | 0.22953 | 0.24832 | 0 | 0 | 0
Gas turbine | 0.35392 | 0.32017 | 0.22991 | 0.33079 | 0.21188 | 0.2064 | 0.21392 | 0.26746 | 0 | 0 | 0
Steam turbine | 0.27487 | 0.25034 | 0.20151 | 0.27467 | 0.23293 | 0.22368 | 0.22072 | 0.20556 | 0.14009 | 0.14562 | 0.16834
Internal combustion engine | 0.34469 | 0.32706 | 0.22229 | 0.31124 | 0.27833 | 0.27627 | 0.31754 | 0.22728 | 0 | 0 | 0
Derived gas fired | 0.12024 | 0.15307 | 0.19196 | 0.21394 | 0.22851 | 0.25701 | 0.26662 | 0.26763 | 0.26763 | 0.26831 | 0.26831
Refinery gas fired | 0.32916 | 0.32304 | 0.28851 | 0.162 | 0.18657 | 0.18639 | 0.18697 | 0.18674 | 0.18674 | 0.18674 | 0.18674
Diesel oil fired | 0 | 0.14252 | 0.14264 | 0.38065 | 0.26418 | 0.26553 | 0.26377 | 0 | 0 | 0 | 0
Gas turbine combined cycle | 0 | 0 | 0 | 0 | 0 | 0 | 0 | 0 | 0 | 0 | 0
Gas turbine | 0 | 0.14955 | 0.15139 | 0.38106 | 0.26418 | 0.26553 | 0.26377 | 0 | 0 | 0 | 0
Steam turbine | 0 | 0 | 0 | 0 | 0 | 0 | 0 | 0 | 0 | 0 | 0
Internal combustion engine | 0 | 0.018725 | 0.012523 | 0.075068 | 0 | 0 | 0 | 0 | 0 | 0 | 0
Fuel Oil fired | 0 | 0.17079 | 0.2356 | 0.20326 | 0.18789 | 0.17471 | 0.18182 | 0.12293 | 0 | 0 | 0
Integrated gasification combined cycle | 0 | 0 | 0 | 0 | 0 | 0 | 0 | 0 | 0 | 0 | 0
Supercritical steam turbine | 0 | 0 | 0 | 0 | 0 | 0 | 0 | 0 | 0 | 0 | 0
Steam turbine | 0 | 0.17079 | 0.2356 | 0.20326 | 0.18789 | 0.17471 | 0.18182 | 0.12293 | 0 | 0 | 0
Solid biomass & waste fired | 0.11201 | 0.15407 | 0.13811 | 0.16748 | 0.18598 | 0.18329 | 0.18366 | 0.19486 | 0.14954 | 0.090524 | 0.091397
Integrated gasification combined cycle | 0 | 0 | 0 | 0 | 0 | 0 | 0 | 0 | 0 | 0 | 0
Fluidized bed combustion | 0.11015 | 0.15368 | 0.13809 | 0.16489 | 0.18598 | 0.1819 | 0.17945 | 0.19589 | 0.15491 | 0.088994 | 0.091397
Steam turbine | 0.13606 | 0.16784 | 0.13863 | 0.19411 | 0 | 0.20159 | 0.20141 | 0.17336 | 0.11802 | 0.23062 | 0
Electricity only equipped with CCS | 0 | 0 | 0 | 0 | 0 | 0 | 0 | 0 | 0 | 0 | 0.46704
Conventional thermal | 0 | 0 | 0 | 0 | 0 | 0 | 0 | 0 | 0 | 0 | 0.46704
Coal fired | 0 | 0 | 0 | 0 | 0 | 0 | 0 | 0 | 0 | 0 | 0
Integrated gasification combined cycle | 0 | 0 | 0 | 0 | 0 | 0 | 0 | 0 | 0 | 0 | 0
Supercritical steam turbine | 0 | 0 | 0 | 0 | 0 | 0 | 0 | 0 | 0 | 0 | 0
Fluidized bed combustion | 0 | 0 | 0 | 0 | 0 | 0 | 0 | 0 | 0 | 0 | 0
Steam turbine | 0 | 0 | 0 | 0 | 0 | 0 | 0 | 0 | 0 | 0 | 0
Lignite fired | 0 | 0 | 0 | 0 | 0 | 0 | 0 | 0 | 0 | 0 | 0
Integrated gasification combined cycle | 0 | 0 | 0 | 0 | 0 | 0 | 0 | 0 | 0 | 0 | 0
Supercritical steam turbine | 0 | 0 | 0 | 0 | 0 | 0 | 0 | 0 | 0 | 0 | 0
Fluidized bed combustion | 0 | 0 | 0 | 0 | 0 | 0 | 0 | 0 | 0 | 0 | 0
Steam turbine | 0 | 0 | 0 | 0 | 0 | 0 | 0 | 0 | 0 | 0 | 0
Gas fired | 0 | 0 | 0 | 0 | 0 | 0 | 0 | 0 | 0 | 0 | 0.46704
Gas turbine combined cycle | 0 | 0 | 0 | 0 | 0 | 0 | 0 | 0 | 0 | 0 | 0.46704
Gas turbine | 0 | 0 | 0 | 0 | 0 | 0 | 0 | 0 | 0 | 0 | 0
Steam turbine | 0 | 0 | 0 | 0 | 0 | 0 | 0 | 0 | 0 | 0 | 0
Internal combustion engine | 0 | 0 | 0 | 0 | 0 | 0 | 0 | 0 | 0 | 0 | 0
Derived gas fired | 0 | 0 | 0 | 0 | 0 | 0 | 0 | 0 | 0 | 0 | 0
Refinery gas fired | 0 | 0 | 0 | 0 | 0 | 0 | 0 | 0 | 0 | 0 | 0
Diesel oil fired | 0 | 0 | 0 | 0 | 0 | 0 | 0 | 0 | 0 | 0 | 0
Gas turbine combined cycle | 0 | 0 | 0 | 0 | 0 | 0 | 0 | 0 | 0 | 0 | 0
Gas turbine | 0 | 0 | 0 | 0 | 0 | 0 | 0 | 0 | 0 | 0 | 0
Steam turbine | 0 | 0 | 0 | 0 | 0 | 0 | 0 | 0 | 0 | 0 | 0
Internal combustion engine | 0 | 0 | 0 | 0 | 0 | 0 | 0 | 0 | 0 | 0 | 0
Fuel Oil fired | 0 | 0 | 0 | 0 | 0 | 0 | 0 | 0 | 0 | 0 | 0
Integrated gasification combined cycle | 0 | 0 | 0 | 0 | 0 | 0 | 0 | 0 | 0 | 0 | 0
Supercritical steam turbine | 0 | 0 | 0 | 0 | 0 | 0 | 0 | 0 | 0 | 0 | 0
Steam turbine | 0 | 0 | 0 | 0 | 0 | 0 | 0 | 0 | 0 | 0 | 0
Solid biomass & waste fired | 0 | 0 | 0 | 0 | 0 | 0 | 0 | 0 | 0 | 0 | 0
Integrated gasification combined cycle | 0 | 0 | 0 | 0 | 0 | 0 | 0 | 0 | 0 | 0 | 0
Fluidized bed combustion | 0 | 0 | 0 | 0 | 0 | 0 | 0 | 0 | 0 | 0 | 0
Steam turbine | 0 | 0 | 0 | 0 | 0 | 0 | 0 | 0 | 0 | 0 | 0
CHP power plants equipped with CCS | 0 | 0 | 0 | 0 | 0 | 0 | 0 | 0 | 0 | 0 | 0
Conventional thermal | 0 | 0 | 0 | 0 | 0 | 0 | 0 | 0 | 0 | 0 | 0
Coal fired | 0 | 0 | 0 | 0 | 0 | 0 | 0 | 0 | 0 | 0 | 0
Integrated gasification combined cycle | 0 | 0 | 0 | 0 | 0 | 0 | 0 | 0 | 0 | 0 | 0
Supercritical steam turbine | 0 | 0 | 0 | 0 | 0 | 0 | 0 | 0 | 0 | 0 | 0
Fluidized bed combustion | 0 | 0 | 0 | 0 | 0 | 0 | 0 | 0 | 0 | 0 | 0
Steam turbine | 0 | 0 | 0 | 0 | 0 | 0 | 0 | 0 | 0 | 0 | 0
Lignite fired | 0 | 0 | 0 | 0 | 0 | 0 | 0 | 0 | 0 | 0 | 0
Integrated gasification combined cycle | 0 | 0 | 0 | 0 | 0 | 0 | 0 | 0 | 0 | 0 | 0
Supercritical steam turbine | 0 | 0 | 0 | 0 | 0 | 0 | 0 | 0 | 0 | 0 | 0
Fluidized bed combustion | 0 | 0 | 0 | 0 | 0 | 0 | 0 | 0 | 0 | 0 | 0
Steam turbine | 0 | 0 | 0 | 0 | 0 | 0 | 0 | 0 | 0 | 0 | 0
Gas fired | 0 | 0 | 0 | 0 | 0 | 0 | 0 | 0 | 0 | 0 | 0
Gas turbine combined cycle | 0 | 0 | 0 | 0 | 0 | 0 | 0 | 0 | 0 | 0 | 0
Gas turbine | 0 | 0 | 0 | 0 | 0 | 0 | 0 | 0 | 0 | 0 | 0
Steam turbine | 0 | 0 | 0 | 0 | 0 | 0 | 0 | 0 | 0 | 0 | 0
Internal combustion engine | 0 | 0 | 0 | 0 | 0 | 0 | 0 | 0 | 0 | 0 | 0
Derived gas fired | 0 | 0 | 0 | 0 | 0 | 0 | 0 | 0 | 0 | 0 | 0
Refinery gas fired | 0 | 0 | 0 | 0 | 0 | 0 | 0 | 0 | 0 | 0 | 0
Diesel oil fired | 0 | 0 | 0 | 0 | 0 | 0 | 0 | 0 | 0 | 0 | 0
Gas turbine combined cycle | 0 | 0 | 0 | 0 | 0 | 0 | 0 | 0 | 0 | 0 | 0
Gas turbine | 0 | 0 | 0 | 0 | 0 | 0 | 0 | 0 | 0 | 0 | 0
Steam turbine | 0 | 0 | 0 | 0 | 0 | 0 | 0 | 0 | 0 | 0 | 0
Internal combustion engine | 0 | 0 | 0 | 0 | 0 | 0 | 0 | 0 | 0 | 0 | 0
Fuel Oil fired | 0 | 0 | 0 | 0 | 0 | 0 | 0 | 0 | 0 | 0 | 0
Integrated gasification combined cycle | 0 | 0 | 0 | 0 | 0 | 0 | 0 | 0 | 0 | 0 | 0
Supercritical steam turbine | 0 | 0 | 0 | 0 | 0 | 0 | 0 | 0 | 0 | 0 | 0
Steam turbine | 0 | 0 | 0 | 0 | 0 | 0 | 0 | 0 | 0 | 0 | 0
Solid biomass & waste fired | 0 | 0 | 0 | 0 | 0 | 0 | 0 | 0 | 0 | 0 | 0
Integrated gasification combined cycle | 0 | 0 | 0 | 0 | 0 | 0 | 0 | 0 | 0 | 0 | 0
Fluidized bed combustion | 0 | 0 | 0 | 0 | 0 | 0 | 0 | 0 | 0 | 0 | 0
Steam turbine | 0 | 0 | 0 | 0 | 0 | 0 | 0 | 0 | 0 | 0 | 0

## Transformation input Total
FR: Transformation input / Exchanges and transfers (ktoe) -Incl. dispatching inoptimalities effects | 2000 | 2005 | 2010 | 2015 | 2020 | 2025 | 2030 | 2035 | 2040 | 2045 | 2050 | 00-'10 | 10-'20 | 20-'30 | 30-'40 | 40-'50
Total | 126716.3343 | 138928.5582 | 135323.349 | 131270.8146 | 117757.0559 | 115367.6943 | 115604.9446 | 102488.9803 | 99606.8059 | 99409.9074 | 98021.2694 | 0.65932 | -1.3808 | -0.18428 | -1.4784 | -0.16033
Nuclear | 107092.5289 | 116473.512 | 110538.5258 | 112836.1039 | 103749.4406 | 99176.4469 | 99061.1889 | 69391.9426 | 68410.1468 | 67891.9135 | 61131.1298 | 0.31721 | -0.63185 | -0.46134 | -3.6345 | -1.1187
Nuclear - current | 107092.5289 | 116473.512 | 110538.5258 | 112836.1039 | 103749.4406 | 99176.4469 | 99061.1889 | 69391.9426 | 68410.1468 | 67891.9135 | 61131.1298 | 0.31721 | -0.63185 | -0.46134 | -3.6345 | -1.1187
Nuclear III | 0 | 0 | 0 | 0 | 0 | 0 | 0 | 0 | 0 | 0 | 0 | 0 | 0 | 0 | 0 | 0
Nuclear IV | 0 | 0 | 0 | 0 | 0 | 0 | 0 | 0 | 0 | 0 | 0 | 0 | 0 | 0 | 0 | 0
Conventional thermal | 13301.6859 | 17332.506 | 17875.6046 | 10669.1515 | 3104.9681 | 4361.1242 | 3374.2905 | 16427.1735 | 8204.5189 | 4940.8539 | 7166.5142 | 2.9996 | -16.0579 | 0.83529 | 9.2917 | -1.3435
Coal fired | 6581.7092 | 6404.3536 | 4717.1097 | 2267.2693 | 178.2842 | 1396.4548 | 663.4755 | 29.5608 | 18.6797 | 0 | 0 | -3.2761 | -27.9318 | 14.0437 | -30.0231 | 0
Integrated gasification combined cycle | 0 | 0 | 0 | 0 | 0 | 0 | 0 | 0 | 0 | 0 | 0 | 0 | 0 | 0 | 0 | 0
Supercritical steam turbine | 0 | 0 | 0 | 0 | 0 | 0 | 0 | 0 | 0 | 0 | 0 | 0 | 0 | 0 | 0 | 0
Fluidized bed combustion | 52.9449 | 593.3971 | 629.1068 | 48.9722 | 165.9355 | 333.1603 | 0 | 0 | 0 | 0 | 0 | 28.0826 | -12.4771 | 0 | 0 | 0
Steam turbine | 6528.7643 | 5810.9564 | 4088.0029 | 2218.297 | 12.3487 | 1063.2944 | 663.4755 | 29.5608 | 18.6797 | 0 | 0 | -4.5737 | -44.0228 | 48.9431 | -30.0231 | 0
Lignite fired | 0 | 0 | 0 | 0 | 0 | 0 | 0 | 0 | 0 | 0 | 0 | 0 | 0 | 0 | 0 | 0
Integrated gasification combined cycle | 0 | 0 | 0 | 0 | 0 | 0 | 0 | 0 | 0 | 0 | 0 | 0 | 0 | 0 | 0 | 0
Supercritical steam turbine | 0 | 0 | 0 | 0 | 0 | 0 | 0 | 0 | 0 | 0 | 0 | 0 | 0 | 0 | 0 | 0
Fluidized bed combustion | 0 | 0 | 0 | 0 | 0 | 0 | 0 | 0 | 0 | 0 | 0 | 0 | 0 | 0 | 0 | 0
Steam turbine | 0 | 0 | 0 | 0 | 0 | 0 | 0 | 0 | 0 | 0 | 0 | 0 | 0 | 0 | 0 | 0
Gas fired | 3067.6205 | 5600.3392 | 7789.288 | 4036.9748 | 1116.4954 | 1246.904 | 955.8658 | 11773.5711 | 3922.7408 | 1852.0946 | 5337.5256 | 9.7664 | -17.6552 | -1.5413 | 15.1647 | 3.1276
Gas turbine combined cycle | 1205.3491 | 3820.7931 | 6019.4163 | 3165.7591 | 867.8443 | 842.7017 | 655.1864 | 10577.2588 | 2639.1441 | 1044.2734 | 5319.9733 | 17.4476 | -17.6073 | -2.7718 | 14.9502 | 7.2617
Gas turbine | 862.3287 | 559.5028 | 656.1108 | 361.6603 | 17.533 | 15.808 | 12.1106 | 34.9536 | 0 | 0 | 0 | -2.6961 | -30.3874 | -3.6324 | 0 | 0
Steam turbine | 845.1671 | 1150.0921 | 1090.2692 | 502.1998 | 226.5286 | 383.9581 | 285.2943 | 1156.0693 | 1283.5967 | 807.8212 | 17.5523 | 2.5792 | -14.5408 | 2.3333 | 16.2287 | -34.8986
Internal combustion engine | 154.7756 | 69.9511 | 23.4918 | 7.3556 | 4.5895 | 4.4362 | 3.2744 | 5.2895 | 0 | 0 | 0 | -17.1826 | -15.0654 | -3.3198 | 0 | 0
Derived gas fired | 1001.7642 | 835.1008 | 655.9186 | 719.0217 | 788.787 | 859.4254 | 960.537 | 1010.4352 | 1049.9209 | 1044.1972 | 837.8155 | -4.1464 | 1.8617 | 1.9895 | 0.89375 | -2.2314
Refinery gas fired | 11.8229 | 10.6497 | 148.3233 | 163.705 | 164.2783 | 166.0771 | 165.9663 | 172.2368 | 169.2528 | 165.0063 | 159.9566 | 28.7801 | 1.0269 | 0.10228 | 0.19628 | -0.56332
Diesel oil fired | 85.053 | 139.3427 | 145.5049 | 77.8854 | 4.8327 | 2.691 | 2.0081 | 0.1949 | 0 | 0 | 0 | 5.5161 | -28.8571 | -8.4076 | 0 | 0
Gas turbine combined cycle | 0 | 0 | 0 | 0 | 0 | 0 | 0 | 0 | 0 | 0 | 0 | 0 | 0 | 0 | 0 | 0
Gas turbine | 85.053 | 135.6609 | 145.2388 | 77.4127 | 4.8327 | 1.416 | 1.6183 | 0 | 0 | 0 | 0 | 5.4968 | -28.8441 | -10.3632 | 0 | 0
Steam turbine | 0 | 0 | 0 | 0 | 0 | 0 | 0 | 0 | 0 | 0 | 0 | 0 | 0 | 0 | 0 | 0
Internal combustion engine | 0 | 3.6818 | 0.26604 | 0.47263 | 0 | 1.275 | 0.38981 | 0.1949 | 0 | 0 | 0 | 0 | 0 | 0 | 0 | 0
Fuel Oil fired | 1145.1225 | 2009.745 | 1334.0973 | 292.3474 | 35.0577 | 10.1679 | 28.0015 | 22.8994 | 0 | 0 | 0 | 1.5392 | -30.504 | -2.2223 | 0 | 0
Integrated gasification combined cycle | 0 | 0 | 0 | 0 | 0 | 0 | 0 | 0 | 0 | 0 | 0 | 0 | 0 | 0 | 0 | 0
Supercritical steam turbine | 0 | 0 | 0 | 0 | 0 | 0 | 0 | 0 | 0 | 0 | 0 | 0 | 0 | 0 | 0 | 0
Steam turbine | 1145.1225 | 2009.745 | 1334.0973 | 292.3474 | 35.0577 | 10.1679 | 28.0015 | 22.8994 | 0 | 0 | 0 | 1.5392 | -30.504 | -2.2223 | 0 | 0
Solid biomass & waste fired | 1408.5937 | 2332.9751 | 3085.3627 | 3111.9481 | 817.2328 | 679.4039 | 598.4363 | 3418.2753 | 3043.9247 | 1879.5559 | 831.2165 | 8.1564 | -12.4404 | -3.068 | 17.6635 | -12.173
Integrated gasification combined cycle | 0 | 0 | 0 | 0 | 0 | 0 | 0 | 0 | 0 | 0 | 0 | 0 | 0 | 0 | 0 | 0
Fluidized bed combustion | 1331.399 | 2297.5105 | 2976.4053 | 2883.7421 | 817.2328 | 593.1795 | 487.6591 | 3028.5025 | 2310.9827 | 1439.2199 | 831.2165 | 8.3773 | -12.125 | -5.0321 | 16.8337 | -9.72
Steam turbine | 77.1946 | 35.4645 | 108.9575 | 228.2059 | 0 | 86.2244 | 110.7771 | 389.7728 | 732.942 | 440.336 | 0 | 3.5063 | 0 | 0 | 20.7986 | 0
Fuel cells | 0 | 0 | 0 | 0 | 0 | 0 | 0 | 0 | 0 | 0 | 0 | 0 | 0 | 0 | 0 | 0
Natural gas fuel cell power plant | 0 | 0 | 0 | 0 | 0 | 0 | 0 | 0 | 0 | 0 | 0 | 0 | 0 | 0 | 0 | 0
Hydrogen fuel cell power plant | 0 | 0 | 0 | 0 | 0 | 0 | 0 | 0 | 0 | 0 | 0 | 0 | 0 | 0 | 0 | 0
Wind | 4.132 | 82.7123 | 855.1161 | 1827.0756 | 4434.7705 | 4658.0119 | 5763.2876 | 7767.3627 | 11330.9697 | 13702.8689 | 15635.5568 | 70.4457 | 17.8921 | 2.655 | 6.9941 | 3.2725
Onshore | 4.132 | 82.7123 | 855.1161 | 1827.0756 | 4388.6458 | 4556.0243 | 5210.8897 | 6299.1979 | 8081.0251 | 9416.0527 | 10619.5974 | 70.4457 | 17.7689 | 1.7321 | 4.4854 | 2.7695
Offshore | 0 | 0 | 0 | 0 | 46.1246 | 101.9876 | 552.3979 | 1468.1648 | 3249.9446 | 4286.8162 | 5015.9594 | 0 | 0 | 28.1834 | 19.3885 | 4.4354
Solar photovoltaics | 0.45381 | 0.90761 | 53.3104 | 624.2238 | 1574.1507 | 1646.4097 | 2062.0783 | 2984.9058 | 5285.2234 | 6550.2657 | 7737.194 | 61.0624 | 40.2889 | 2.7368 | 9.8692 | 3.8848
Solar thermal | 0 | 0 | 0 | 0 | 0 | 0 | 0 | 0 | 0 | 0 | 0 | 0 | 0 | 0 | 0 | 0
Geothermal | 0 | 0 | 0 | 0 | 0 | 0 | 0 | 0 | 0 | 0 | 0 | 0 | 0 | 0 | 0 | 0
Tide, wave and ocean | 43.5894 | 41.3681 | 40.9382 | 41.8697 | 43.4533 | 43.4533 | 43.4533 | 43.4533 | 43.4533 | 43.4533 | 87.7587 | -0.62554 | 0.59802 | -1.1102e-14 | 0 | 7.282
Tidal | 43.5894 | 41.3681 | 40.9382 | 41.8697 | 43.4533 | 43.4533 | 43.4533 | 43.4533 | 43.4533 | 43.4533 | 87.7587 | -0.62554 | 0.59802 | -1.1102e-14 | 0 | 7.282
Wave and ocean | 0 | 0 | 0 | 0 | 0 | 0 | 0 | 0 | 0 | 0 | 0 | 0 | 0 | 0 | 0 | 0
Hydro | 5706.1957 | 4426.4832 | 5392.3522 | 4680.9974 | 4282.7128 | 4915.3617 | 4731.6376 | 5305.9588 | 5762.8358 | 5710.8721 | 5693.4344 | -0.56411 | -2.2776 | 1.0018 | 1.9911 | -0.12109
Run-of-river | 2918.4155 | 2503.4293 | 2866.7413 | 2632.7968 | 2379.0447 | 3052.527 | 3136.5496 | 3236.8809 | 3322.3781 | 3291.8729 | 3342.4569 | -0.17849 | -1.8475 | 2.8028 | 0.57723 | 0.060271
Reservoirs (dams) | 2787.7802 | 1923.0539 | 2525.6109 | 2048.2006 | 1903.6681 | 1862.8346 | 1595.0881 | 2069.0779 | 2440.4577 | 2418.9992 | 2350.9775 | -0.98277 | -2.7874 | -1.753 | 4.3443 | -0.37285
Pump storage | 567.7486 | 571.0689 | 567.5017 | 591.3928 | 567.5599 | 566.8865 | 569.0083 | 568.1837 | 569.6579 | 569.68 | 569.6816 | -0.0043492 | 0.001026 | 0.025491 | 0.011409 | 0.0004168
Electricity only | 122487.3208 | 132221.9344 | 127897.1385 | 126947.9249 | 115875.2915 | 113222.7235 | 113692.4685 | 99284.3443 | 97190.1977 | 97677.2008 | 91490.4978 | 0.43312 | -0.98226 | -0.18999 | -1.556 | -0.60252
Nuclear | 107092.5289 | 116473.512 | 110538.5258 | 112836.1039 | 103749.4406 | 99176.4469 | 99061.1889 | 69391.9426 | 68410.1468 | 67891.9135 | 61131.1298 | 0.31721 | -0.63185 | -0.46134 | -3.6345 | -1.1187
Nuclear - current | 107092.5289 | 116473.512 | 110538.5258 | 112836.1039 | 103749.4406 | 99176.4469 | 99061.1889 | 69391.9426 | 68410.1468 | 67891.9135 | 61131.1298 | 0.31721 | -0.63185 | -0.46134 | -3.6345 | -1.1187
Nuclear III | 0 | 0 | 0 | 0 | 0 | 0 | 0 | 0 | 0 | 0 | 0 | 0 | 0 | 0 | 0 | 0
Nuclear IV | 0 | 0 | 0 | 0 | 0 | 0 | 0 | 0 | 0 | 0 | 0 | 0 | 0 | 0 | 0 | 0
Conventional thermal | 9072.6725 | 10625.8822 | 10449.3941 | 6346.2617 | 1223.2037 | 2216.1534 | 1461.8144 | 13222.5375 | 5787.9107 | 3208.1473 | 635.7426 | 1.4228 | -19.3061 | 1.798 | 14.7527 | -19.8182
Coal fired | 6063.0997 | 5717.9375 | 4217.4022 | 2198.8011 | 110.5218 | 1342.8511 | 614.4411 | 0 | 0 | 0 | 0 | -3.5649 | -30.5231 | 18.7144 | 0 | 0
Integrated gasification combined cycle | 0 | 0 | 0 | 0 | 0 | 0 | 0 | 0 | 0 | 0 | 0 | 0 | 0 | 0 | 0 | 0
Supercritical steam turbine | 0 | 0 | 0 | 0 | 0 | 0 | 0 | 0 | 0 | 0 | 0 | 0 | 0 | 0 | 0 | 0
Fluidized bed combustion | 0 | 545.6762 | 601.1726 | 0 | 106.9217 | 281.4537 | 0 | 0 | 0 | 0 | 0 | 0 | -15.8592 | 0 | 0 | 0
Steam turbine | 6063.0997 | 5172.2613 | 3616.2295 | 2198.8011 | 3.6001 | 1061.3973 | 614.4411 | 0 | 0 | 0 | 0 | -5.0366 | -49.9037 | 67.1926 | 0 | 0
Lignite fired | 0 | 0 | 0 | 0 | 0 | 0 | 0 | 0 | 0 | 0 | 0 | 0 | 0 | 0 | 0 | 0
Integrated gasification combined cycle | 0 | 0 | 0 | 0 | 0 | 0 | 0 | 0 | 0 | 0 | 0 | 0 | 0 | 0 | 0 | 0
Supercritical steam turbine | 0 | 0 | 0 | 0 | 0 | 0 | 0 | 0 | 0 | 0 | 0 | 0 | 0 | 0 | 0 | 0
Fluidized bed combustion | 0 | 0 | 0 | 0 | 0 | 0 | 0 | 0 | 0 | 0 | 0 | 0 | 0 | 0 | 0 | 0
Steam turbine | 0 | 0 | 0 | 0 | 0 | 0 | 0 | 0 | 0 | 0 | 0 | 0 | 0 | 0 | 0 | 0
Gas fired | 533.8061 | 1342.8903 | 3218.9802 | 2253.0157 | 270.193 | 56.2666 | 34.513 | 10770.5423 | 3522.4703 | 1799.0351 | 0 | 19.6833 | -21.9459 | -18.5988 | 58.8132 | 0
Gas turbine combined cycle | 116.2486 | 1254.374 | 3218.9802 | 2036.9393 | 270.193 | 50.546 | 34.513 | 9949.655 | 2639.1441 | 1044.2734 | 0 | 39.3905 | -21.9459 | -18.5988 | 54.2937 | 0
Gas turbine | 188.2305 | 18.131 | 0 | 173.7075 | 0 | 0 | 0 | 0 | 0 | 0 | 0 | 0 | 0 | 0 | 0 | 0
Steam turbine | 165.8869 | 70.3853 | 0 | 42.3689 | 0 | 5.7206 | 0 | 820.8873 | 883.3263 | 754.7618 | 0 | 0 | 0 | 0 | 0 | 0
Internal combustion engine | 63.4403 | 0 | 0 | 0 | 0 | 0 | 0 | 0 | 0 | 0 | 0 | 0 | 0 | 0 | 0 | 0
Derived gas fired | 913.2643 | 780.056 | 630.0644 | 703.2239 | 750.0199 | 742.5672 | 762.1781 | 762.834 | 791.6815 | 757.3142 | 607.6338 | -3.644 | 1.7581 | 0.16093 | 0.38051 | -2.6112
Refinery gas fired | 0 | 0 | 0 | 31.2531 | 31.3156 | 30.3119 | 29.274 | 30.2667 | 29.7424 | 28.9961 | 28.1087 | 0 | 0 | -0.67192 | 0.15886 | -0.56332
Diesel oil fired | 85.053 | 132.0506 | 141.2795 | 42.2956 | 3.264 | 1.275 | 0.38981 | 0.1949 | 0 | 0 | 0 | 5.2056 | -31.3931 | -19.1446 | 0 | 0
Gas turbine combined cycle | 0 | 0 | 0 | 0 | 0 | 0 | 0 | 0 | 0 | 0 | 0 | 0 | 0 | 0 | 0 | 0
Gas turbine | 85.053 | 128.7605 | 141.2795 | 41.8704 | 3.264 | 0 | 0 | 0 | 0 | 0 | 0 | 5.2056 | -31.3931 | 0 | 0 | 0
Steam turbine | 0 | 0 | 0 | 0 | 0 | 0 | 0 | 0 | 0 | 0 | 0 | 0 | 0 | 0 | 0 | 0
Internal combustion engine | 0 | 3.2901 | 0 | 0.42512 | 0 | 1.275 | 0.38981 | 0.1949 | 0 | 0 | 0 | 0 | 0 | 0 | 0 | 0
Fuel Oil fired | 1145.1225 | 1586.8492 | 1032.7527 | 246.0578 | 7.752 | 1.7018 | 0.60165 | 0 | 0 | 0 | 0 | -1.0275 | -38.6885 | -22.5551 | 0 | 0
Integrated gasification combined cycle | 0 | 0 | 0 | 0 | 0 | 0 | 0 | 0 | 0 | 0 | 0 | 0 | 0 | 0 | 0 | 0
Supercritical steam turbine | 0 | 0 | 0 | 0 | 0 | 0 | 0 | 0 | 0 | 0 | 0 | 0 | 0 | 0 | 0 | 0
Steam turbine | 1145.1225 | 1586.8492 | 1032.7527 | 246.0578 | 7.752 | 1.7018 | 0.60165 | 0 | 0 | 0 | 0 | -1.0275 | -38.6885 | -22.5551 | 0 | 0
Solid biomass & waste fired | 332.3269 | 1066.0985 | 1208.9152 | 871.6146 | 50.1374 | 41.1798 | 20.4169 | 1658.6996 | 1444.0166 | 622.8019 | 0 | 13.7845 | -27.2595 | -8.5923 | 53.094 | 0
Integrated gasification combined cycle | 0 | 0 | 0 | 0 | 0 | 0 | 0 | 0 | 0 | 0 | 0 | 0 | 0 | 0 | 0 | 0
Fluidized bed combustion | 332.3269 | 1066.0985 | 1170.6575 | 842.1143 | 50.1374 | 0 | 20.4169 | 1349.549 | 943.6666 | 196.0491 | 0 | 13.4192 | -27.0252 | -8.5923 | 46.7178 | 0
Steam turbine | 0 | 0 | 38.2577 | 29.5003 | 0 | 41.1798 | 0 | 309.1506 | 500.35 | 426.7527 | 0 | 0 | 0 | 0 | 0 | 0
Fuel cells | 0 | 0 | 0 | 0 | 0 | 0 | 0 | 0 | 0 | 0 | 0 | 0 | 0 | 0 | 0 | 0
Natural gas fuel cell power plant | 0 | 0 | 0 | 0 | 0 | 0 | 0 | 0 | 0 | 0 | 0 | 0 | 0 | 0 | 0 | 0
Hydrogen fuel cell power plant | 0 | 0 | 0 | 0 | 0 | 0 | 0 | 0 | 0 | 0 | 0 | 0 | 0 | 0 | 0 | 0
Wind | 4.132 | 82.7123 | 855.1161 | 1827.0756 | 4434.7705 | 4658.0119 | 5763.2876 | 7767.3627 | 11330.9697 | 13702.8689 | 15635.5568 | 70.4457 | 17.8921 | 2.655 | 6.9941 | 3.2725
Onshore | 4.132 | 82.7123 | 855.1161 | 1827.0756 | 4388.6458 | 4556.0243 | 5210.8897 | 6299.1979 | 8081.0251 | 9416.0527 | 10619.5974 | 70.4457 | 17.7689 | 1.7321 | 4.4854 | 2.7695
Offshore | 0 | 0 | 0 | 0 | 46.1246 | 101.9876 | 552.3979 | 1468.1648 | 3249.9446 | 4286.8162 | 5015.9594 | 0 | 0 | 28.1834 | 19.3885 | 4.4354
Solar photovoltaics | 0.45381 | 0.90761 | 53.3104 | 624.2238 | 1574.1507 | 1646.4097 | 2062.0783 | 2984.9058 | 5285.2234 | 6550.2657 | 7737.194 | 61.0624 | 40.2889 | 2.7368 | 9.8692 | 3.8848
Solar thermal | 0 | 0 | 0 | 0 | 0 | 0 | 0 | 0 | 0 | 0 | 0 | 0 | 0 | 0 | 0 | 0
Geothermal | 0 | 0 | 0 | 0 | 0 | 0 | 0 | 0 | 0 | 0 | 0 | 0 | 0 | 0 | 0 | 0
Tide, wave and ocean | 43.5894 | 41.3681 | 40.9382 | 41.8697 | 43.4533 | 43.4533 | 43.4533 | 43.4533 | 43.4533 | 43.4533 | 87.7587 | -0.62554 | 0.59802 | -1.1102e-14 | 0 | 7.282
Tidal | 43.5894 | 41.3681 | 40.9382 | 41.8697 | 43.4533 | 43.4533 | 43.4533 | 43.4533 | 43.4533 | 43.4533 | 87.7587 | -0.62554 | 0.59802 | -1.1102e-14 | 0 | 7.282
Wave and ocean | 0 | 0 | 0 | 0 | 0 | 0 | 0 | 0 | 0 | 0 | 0 | 0 | 0 | 0 | 0 | 0
Hydro | 5706.1957 | 4426.4832 | 5392.3522 | 4680.9974 | 4282.7128 | 4915.3617 | 4731.6376 | 5305.9588 | 5762.8358 | 5710.8721 | 5693.4344 | -0.56411 | -2.2776 | 1.0018 | 1.9911 | -0.12109
Run-of-river | 2918.4155 | 2503.4293 | 2866.7413 | 2632.7968 | 2379.0447 | 3052.527 | 3136.5496 | 3236.8809 | 3322.3781 | 3291.8729 | 3342.4569 | -0.17849 | -1.8475 | 2.8028 | 0.57723 | 0.060271
Reservoirs (dams) | 2787.7802 | 1923.0539 | 2525.6109 | 2048.2006 | 1903.6681 | 1862.8346 | 1595.0881 | 2069.0779 | 2440.4577 | 2418.9992 | 2350.9775 | -0.98277 | -2.7874 | -1.753 | 4.3443 | -0.37285
Pump storage | 567.7486 | 571.0689 | 567.5017 | 591.3928 | 567.5599 | 566.8865 | 569.0083 | 568.1837 | 569.6579 | 569.68 | 569.6816 | -0.0043492 | 0.001026 | 0.025491 | 0.011409 | 0.0004168
CHP power plants | 4229.0134 | 6706.6238 | 7426.2105 | 4322.8898 | 1881.7644 | 2144.9708 | 1912.4761 | 3204.636 | 2416.6082 | 1732.7066 | 1210.7983 | 5.792 | -12.8274 | 0.16202 | 2.3672 | -6.6775
Nuclear | 0 | 0 | 0 | 0 | 0 | 0 | 0 | 0 | 0 | 0 | 0 | 0 | 0 | 0 | 0 | 0
Nuclear - current | 0 | 0 | 0 | 0 | 0 | 0 | 0 | 0 | 0 | 0 | 0 | 0 | 0 | 0 | 0 | 0
Nuclear III | 0 | 0 | 0 | 0 | 0 | 0 | 0 | 0 | 0 | 0 | 0 | 0 | 0 | 0 | 0 | 0
Nuclear IV | 0 | 0 | 0 | 0 | 0 | 0 | 0 | 0 | 0 | 0 | 0 | 0 | 0 | 0 | 0 | 0
Conventional thermal | 4229.0134 | 6706.6238 | 7426.2105 | 4322.8898 | 1881.7644 | 2144.9708 | 1912.4761 | 3204.636 | 2416.6082 | 1732.7066 | 1210.7983 | 5.792 | -12.8274 | 0.16202 | 2.3672 | -6.6775
Coal fired | 518.6095 | 686.4161 | 499.7076 | 68.4682 | 67.7624 | 53.6037 | 49.0344 | 29.5608 | 18.6797 | 0 | 0 | -0.37059 | -18.1107 | -3.1831 | -9.1998 | 0
Integrated gasification combined cycle | 0 | 0 | 0 | 0 | 0 | 0 | 0 | 0 | 0 | 0 | 0 | 0 | 0 | 0 | 0 | 0
Supercritical steam turbine | 0 | 0 | 0 | 0 | 0 | 0 | 0 | 0 | 0 | 0 | 0 | 0 | 0 | 0 | 0 | 0
Fluidized bed combustion | 52.9449 | 47.721 | 27.9342 | 48.9722 | 59.0137 | 51.7066 | 0 | 0 | 0 | 0 | 0 | -6.1939 | 7.766 | 0 | 0 | 0
Steam turbine | 465.6646 | 638.6951 | 471.7734 | 19.4959 | 8.7487 | 1.8971 | 49.0344 | 29.5608 | 18.6797 | 0 | 0 | 0.13042 | -32.8848 | 18.8108 | -9.1998 | 0
Lignite fired | 0 | 0 | 0 | 0 | 0 | 0 | 0 | 0 | 0 | 0 | 0 | 0 | 0 | 0 | 0 | 0
Integrated gasification combined cycle | 0 | 0 | 0 | 0 | 0 | 0 | 0 | 0 | 0 | 0 | 0 | 0 | 0 | 0 | 0 | 0
Supercritical steam turbine | 0 | 0 | 0 | 0 | 0 | 0 | 0 | 0 | 0 | 0 | 0 | 0 | 0 | 0 | 0 | 0
Fluidized bed combustion | 0 | 0 | 0 | 0 | 0 | 0 | 0 | 0 | 0 | 0 | 0 | 0 | 0 | 0 | 0 | 0
Steam turbine | 0 | 0 | 0 | 0 | 0 | 0 | 0 | 0 | 0 | 0 | 0 | 0 | 0 | 0 | 0 | 0
Gas fired | 2533.8144 | 4257.4488 | 4570.3078 | 1783.959 | 846.3024 | 1190.6373 | 921.3528 | 1003.0288 | 400.2705 | 53.0594 | 17.5523 | 6.076 | -15.5192 | 0.85328 | -7.999 | -26.8527
Gas turbine combined cycle | 1089.1005 | 2566.4191 | 2800.4361 | 1128.8198 | 597.6513 | 792.1556 | 620.6735 | 627.6037 | 0 | 0 | 0 | 9.9046 | -14.3116 | 0.37869 | 0 | 0
Gas turbine | 674.0983 | 541.3718 | 656.1108 | 187.9528 | 17.533 | 15.808 | 12.1106 | 34.9536 | 0 | 0 | 0 | -0.2701 | -30.3874 | -3.6324 | 0 | 0
Steam turbine | 679.2803 | 1079.7068 | 1090.2692 | 459.8309 | 226.5286 | 378.2375 | 285.2943 | 335.182 | 400.2705 | 53.0594 | 17.5523 | 4.8452 | -14.5408 | 2.3333 | 3.4442 | -26.8527
Internal combustion engine | 91.3353 | 69.9511 | 23.4918 | 7.3556 | 4.5895 | 4.4362 | 3.2744 | 5.2895 | 0 | 0 | 0 | -12.6973 | -15.0654 | -3.3198 | 0 | 0
Derived gas fired | 88.4999 | 55.0448 | 25.8542 | 15.7978 | 38.767 | 116.8583 | 198.3589 | 247.6012 | 258.2394 | 286.883 | 230.1817 | -11.5783 | 4.1342 | 17.7332 | 2.6732 | -1.1436
Refinery gas fired | 11.8229 | 10.6497 | 148.3233 | 132.4519 | 132.9627 | 135.7653 | 136.6923 | 141.9701 | 139.5105 | 136.0101 | 131.8478 | 28.7801 | -1.0873 | 0.27702 | 0.20428 | -0.56332
Diesel oil fired | 0 | 7.2921 | 4.2254 | 35.5898 | 1.5687 | 1.416 | 1.6183 | 0 | 0 | 0 | 0 | 0 | -9.4338 | 0.31191 | 0 | 0
Gas turbine combined cycle | 0 | 0 | 0 | 0 | 0 | 0 | 0 | 0 | 0 | 0 | 0 | 0 | 0 | 0 | 0 | 0
Gas turbine | 0 | 6.9004 | 3.9594 | 35.5423 | 1.5687 | 1.416 | 1.6183 | 0 | 0 | 0 | 0 | 0 | -8.8429 | 0.31191 | 0 | 0
Steam turbine | 0 | 0 | 0 | 0 | 0 | 0 | 0 | 0 | 0 | 0 | 0 | 0 | 0 | 0 | 0 | 0
Internal combustion engine | 0 | 0.39173 | 0.26604 | 0.047512 | 0 | 0 | 0 | 0 | 0 | 0 | 0 | 0 | 0 | 0 | 0 | 0
Fuel Oil fired | 0 | 422.8958 | 301.3446 | 46.2896 | 27.3057 | 8.4661 | 27.3999 | 22.8994 | 0 | 0 | 0 | 0 | -21.3463 | 0.03443 | 0 | 0
Integrated gasification combined cycle | 0 | 0 | 0 | 0 | 0 | 0 | 0 | 0 | 0 | 0 | 0 | 0 | 0 | 0 | 0 | 0
Supercritical steam turbine | 0 | 0 | 0 | 0 | 0 | 0 | 0 | 0 | 0 | 0 | 0 | 0 | 0 | 0 | 0 | 0
Steam turbine | 0 | 422.8958 | 301.3446 | 46.2896 | 27.3057 | 8.4661 | 27.3999 | 22.8994 | 0 | 0 | 0 | 0 | -21.3463 | 0.03443 | 0 | 0
Solid biomass & waste fired | 1076.2668 | 1266.8765 | 1876.4476 | 2240.3335 | 767.0954 | 638.2241 | 578.0194 | 1759.5757 | 1599.9081 | 1256.754 | 831.2165 | 5.7162 | -8.5568 | -2.7904 | 10.7172 | -6.3383
Integrated gasification combined cycle | 0 | 0 | 0 | 0 | 0 | 0 | 0 | 0 | 0 | 0 | 0 | 0 | 0 | 0 | 0 | 0
Fluidized bed combustion | 999.0722 | 1231.412 | 1805.7478 | 2041.6278 | 767.0954 | 593.1795 | 467.2422 | 1678.9535 | 1367.3161 | 1243.1708 | 831.2165 | 6.0977 | -8.205 | -4.8367 | 11.3352 | -4.8553
Steam turbine | 77.1946 | 35.4645 | 70.6998 | 198.7057 | 0 | 45.0446 | 110.7771 | 80.6222 | 232.592 | 13.5832 | 0 | -0.87502 | 0 | 0 | 7.6997 | 0
Electricity only equipped with CCS | 0 | 0 | 0 | 0 | 0 | 0 | 0 | 0 | 0 | 0 | 5319.9733 | 0 | 0 | 0 | 0 | 0
Conventional thermal | 0 | 0 | 0 | 0 | 0 | 0 | 0 | 0 | 0 | 0 | 5319.9733 | 0 | 0 | 0 | 0 | 0
Coal fired | 0 | 0 | 0 | 0 | 0 | 0 | 0 | 0 | 0 | 0 | 0 | 0 | 0 | 0 | 0 | 0
Integrated gasification combined cycle | 0 | 0 | 0 | 0 | 0 | 0 | 0 | 0 | 0 | 0 | 0 | 0 | 0 | 0 | 0 | 0
Supercritical steam turbine | 0 | 0 | 0 | 0 | 0 | 0 | 0 | 0 | 0 | 0 | 0 | 0 | 0 | 0 | 0 | 0
Fluidized bed combustion | 0 | 0 | 0 | 0 | 0 | 0 | 0 | 0 | 0 | 0 | 0 | 0 | 0 | 0 | 0 | 0
Steam turbine | 0 | 0 | 0 | 0 | 0 | 0 | 0 | 0 | 0 | 0 | 0 | 0 | 0 | 0 | 0 | 0
Lignite fired | 0 | 0 | 0 | 0 | 0 | 0 | 0 | 0 | 0 | 0 | 0 | 0 | 0 | 0 | 0 | 0
Integrated gasification combined cycle | 0 | 0 | 0 | 0 | 0 | 0 | 0 | 0 | 0 | 0 | 0 | 0 | 0 | 0 | 0 | 0
Supercritical steam turbine | 0 | 0 | 0 | 0 | 0 | 0 | 0 | 0 | 0 | 0 | 0 | 0 | 0 | 0 | 0 | 0
Fluidized bed combustion | 0 | 0 | 0 | 0 | 0 | 0 | 0 | 0 | 0 | 0 | 0 | 0 | 0 | 0 | 0 | 0
Steam turbine | 0 | 0 | 0 | 0 | 0 | 0 | 0 | 0 | 0 | 0 | 0 | 0 | 0 | 0 | 0 | 0
Gas fired | 0 | 0 | 0 | 0 | 0 | 0 | 0 | 0 | 0 | 0 | 5319.9733 | 0 | 0 | 0 | 0 | 0
Gas turbine combined cycle | 0 | 0 | 0 | 0 | 0 | 0 | 0 | 0 | 0 | 0 | 5319.9733 | 0 | 0 | 0 | 0 | 0
Gas turbine | 0 | 0 | 0 | 0 | 0 | 0 | 0 | 0 | 0 | 0 | 0 | 0 | 0 | 0 | 0 | 0
Steam turbine | 0 | 0 | 0 | 0 | 0 | 0 | 0 | 0 | 0 | 0 | 0 | 0 | 0 | 0 | 0 | 0
Internal combustion engine | 0 | 0 | 0 | 0 | 0 | 0 | 0 | 0 | 0 | 0 | 0 | 0 | 0 | 0 | 0 | 0
Derived gas fired | 0 | 0 | 0 | 0 | 0 | 0 | 0 | 0 | 0 | 0 | 0 | 0 | 0 | 0 | 0 | 0
Refinery gas fired | 0 | 0 | 0 | 0 | 0 | 0 | 0 | 0 | 0 | 0 | 0 | 0 | 0 | 0 | 0 | 0
Diesel oil fired | 0 | 0 | 0 | 0 | 0 | 0 | 0 | 0 | 0 | 0 | 0 | 0 | 0 | 0 | 0 | 0
Gas turbine combined cycle | 0 | 0 | 0 | 0 | 0 | 0 | 0 | 0 | 0 | 0 | 0 | 0 | 0 | 0 | 0 | 0
Gas turbine | 0 | 0 | 0 | 0 | 0 | 0 | 0 | 0 | 0 | 0 | 0 | 0 | 0 | 0 | 0 | 0
Steam turbine | 0 | 0 | 0 | 0 | 0 | 0 | 0 | 0 | 0 | 0 | 0 | 0 | 0 | 0 | 0 | 0
Internal combustion engine | 0 | 0 | 0 | 0 | 0 | 0 | 0 | 0 | 0 | 0 | 0 | 0 | 0 | 0 | 0 | 0
Fuel Oil fired | 0 | 0 | 0 | 0 | 0 | 0 | 0 | 0 | 0 | 0 | 0 | 0 | 0 | 0 | 0 | 0
Integrated gasification combined cycle | 0 | 0 | 0 | 0 | 0 | 0 | 0 | 0 | 0 | 0 | 0 | 0 | 0 | 0 | 0 | 0
Supercritical steam turbine | 0 | 0 | 0 | 0 | 0 | 0 | 0 | 0 | 0 | 0 | 0 | 0 | 0 | 0 | 0 | 0
Steam turbine | 0 | 0 | 0 | 0 | 0 | 0 | 0 | 0 | 0 | 0 | 0 | 0 | 0 | 0 | 0 | 0
Solid biomass & waste fired | 0 | 0 | 0 | 0 | 0 | 0 | 0 | 0 | 0 | 0 | 0 | 0 | 0 | 0 | 0 | 0
Integrated gasification combined cycle | 0 | 0 | 0 | 0 | 0 | 0 | 0 | 0 | 0 | 0 | 0 | 0 | 0 | 0 | 0 | 0
Fluidized bed combustion | 0 | 0 | 0 | 0 | 0 | 0 | 0 | 0 | 0 | 0 | 0 | 0 | 0 | 0 | 0 | 0
Steam turbine | 0 | 0 | 0 | 0 | 0 | 0 | 0 | 0 | 0 | 0 | 0 | 0 | 0 | 0 | 0 | 0
CHP power plants equipped with CCS | 0 | 0 | 0 | 0 | 0 | 0 | 0 | 0 | 0 | 0 | 0 | 0 | 0 | 0 | 0 | 0
Conventional thermal | 0 | 0 | 0 | 0 | 0 | 0 | 0 | 0 | 0 | 0 | 0 | 0 | 0 | 0 | 0 | 0
Coal fired | 0 | 0 | 0 | 0 | 0 | 0 | 0 | 0 | 0 | 0 | 0 | 0 | 0 | 0 | 0 | 0
Integrated gasification combined cycle | 0 | 0 | 0 | 0 | 0 | 0 | 0 | 0 | 0 | 0 | 0 | 0 | 0 | 0 | 0 | 0
Supercritical steam turbine | 0 | 0 | 0 | 0 | 0 | 0 | 0 | 0 | 0 | 0 | 0 | 0 | 0 | 0 | 0 | 0
Fluidized bed combustion | 0 | 0 | 0 | 0 | 0 | 0 | 0 | 0 | 0 | 0 | 0 | 0 | 0 | 0 | 0 | 0
Steam turbine | 0 | 0 | 0 | 0 | 0 | 0 | 0 | 0 | 0 | 0 | 0 | 0 | 0 | 0 | 0 | 0
Lignite fired | 0 | 0 | 0 | 0 | 0 | 0 | 0 | 0 | 0 | 0 | 0 | 0 | 0 | 0 | 0 | 0
Integrated gasification combined cycle | 0 | 0 | 0 | 0 | 0 | 0 | 0 | 0 | 0 | 0 | 0 | 0 | 0 | 0 | 0 | 0
Supercritical steam turbine | 0 | 0 | 0 | 0 | 0 | 0 | 0 | 0 | 0 | 0 | 0 | 0 | 0 | 0 | 0 | 0
Fluidized bed combustion | 0 | 0 | 0 | 0 | 0 | 0 | 0 | 0 | 0 | 0 | 0 | 0 | 0 | 0 | 0 | 0
Steam turbine | 0 | 0 | 0 | 0 | 0 | 0 | 0 | 0 | 0 | 0 | 0 | 0 | 0 | 0 | 0 | 0
Gas fired | 0 | 0 | 0 | 0 | 0 | 0 | 0 | 0 | 0 | 0 | 0 | 0 | 0 | 0 | 0 | 0
Gas turbine combined cycle | 0 | 0 | 0 | 0 | 0 | 0 | 0 | 0 | 0 | 0 | 0 | 0 | 0 | 0 | 0 | 0
Gas turbine | 0 | 0 | 0 | 0 | 0 | 0 | 0 | 0 | 0 | 0 | 0 | 0 | 0 | 0 | 0 | 0
Steam turbine | 0 | 0 | 0 | 0 | 0 | 0 | 0 | 0 | 0 | 0 | 0 | 0 | 0 | 0 | 0 | 0
Internal combustion engine | 0 | 0 | 0 | 0 | 0 | 0 | 0 | 0 | 0 | 0 | 0 | 0 | 0 | 0 | 0 | 0
Derived gas fired | 0 | 0 | 0 | 0 | 0 | 0 | 0 | 0 | 0 | 0 | 0 | 0 | 0 | 0 | 0 | 0
Refinery gas fired | 0 | 0 | 0 | 0 | 0 | 0 | 0 | 0 | 0 | 0 | 0 | 0 | 0 | 0 | 0 | 0
Diesel oil fired | 0 | 0 | 0 | 0 | 0 | 0 | 0 | 0 | 0 | 0 | 0 | 0 | 0 | 0 | 0 | 0
Gas turbine combined cycle | 0 | 0 | 0 | 0 | 0 | 0 | 0 | 0 | 0 | 0 | 0 | 0 | 0 | 0 | 0 | 0
Gas turbine | 0 | 0 | 0 | 0 | 0 | 0 | 0 | 0 | 0 | 0 | 0 | 0 | 0 | 0 | 0 | 0
Steam turbine | 0 | 0 | 0 | 0 | 0 | 0 | 0 | 0 | 0 | 0 | 0 | 0 | 0 | 0 | 0 | 0
Internal combustion engine | 0 | 0 | 0 | 0 | 0 | 0 | 0 | 0 | 0 | 0 | 0 | 0 | 0 | 0 | 0 | 0
Fuel Oil fired | 0 | 0 | 0 | 0 | 0 | 0 | 0 | 0 | 0 | 0 | 0 | 0 | 0 | 0 | 0 | 0
Integrated gasification combined cycle | 0 | 0 | 0 | 0 | 0 | 0 | 0 | 0 | 0 | 0 | 0 | 0 | 0 | 0 | 0 | 0
Supercritical steam turbine | 0 | 0 | 0 | 0 | 0 | 0 | 0 | 0 | 0 | 0 | 0 | 0 | 0 | 0 | 0 | 0
Steam turbine | 0 | 0 | 0 | 0 | 0 | 0 | 0 | 0 | 0 | 0 | 0 | 0 | 0 | 0 | 0 | 0
Solid biomass & waste fired | 0 | 0 | 0 | 0 | 0 | 0 | 0 | 0 | 0 | 0 | 0 | 0 | 0 | 0 | 0 | 0
Integrated gasification combined cycle | 0 | 0 | 0 | 0 | 0 | 0 | 0 | 0 | 0 | 0 | 0 | 0 | 0 | 0 | 0 | 0
Fluidized bed combustion | 0 | 0 | 0 | 0 | 0 | 0 | 0 | 0 | 0 | 0 | 0 | 0 | 0 | 0 | 0 | 0
Steam turbine | 0 | 0 | 0 | 0 | 0 | 0 | 0 | 0 | 0 | 0 | 0 | 0 | 0 | 0 | 0 | 0

## CO2 emissions
FR: CO2 emissions (kt CO2) | 2000 | 2005 | 2010 | 2015 | 2020 | 2025 | 2030 | 2035 | 2040 | 2045 | 2050 | 00-'10 | 10-'20 | 20-'30 | 30-'40 | 40-'50
Total | 48237.5736 | 55948.9663 | 50943.4915 | 29977.4311 | 11233.8786 | 16665.0332 | 14021.5404 | 35298.9992 | 18784.3407 | 13974.1967 | 9332.8803 | 0.54728 | -14.0306 | 2.2414 | 2.9675 | -6.7558
Nuclear | 0 | 0 | 0 | 0 | 0 | 0 | 0 | 0 | 0 | 0 | 0 | 0 | 0 | 0 | 0 | 0
Nuclear - current | 0 | 0 | 0 | 0 | 0 | 0 | 0 | 0 | 0 | 0 | 0 | 0 | 0 | 0 | 0 | 0
Nuclear III | 0 | 0 | 0 | 0 | 0 | 0 | 0 | 0 | 0 | 0 | 0 | 0 | 0 | 0 | 0 | 0
Nuclear IV | 0 | 0 | 0 | 0 | 0 | 0 | 0 | 0 | 0 | 0 | 0 | 0 | 0 | 0 | 0 | 0
Conventional thermal | 48237.5736 | 55948.9663 | 50943.4915 | 29977.4311 | 11233.8786 | 16665.0332 | 14021.5404 | 35298.9992 | 18784.3407 | 13974.1967 | 9332.8803 | 0.54728 | -14.0306 | 2.2414 | 2.9675 | -6.7558
Coal fired | 26097.3094 | 25365.8051 | 18683.117 | 8980.0024 | 706.1325 | 5530.9563 | 2627.836 | 117.0816 | 73.9849 | 0 | 0 | -3.2869 | -27.9318 | 14.0437 | -30.0231 | 0
Integrated gasification combined cycle | 0 | 0 | 0 | 0 | 0 | 0 | 0 | 0 | 0 | 0 | 0 | 0 | 0 | 0 | 0 | 0
Supercritical steam turbine | 0 | 0 | 0 | 0 | 0 | 0 | 0 | 0 | 0 | 0 | 0 | 0 | 0 | 0 | 0 | 0
Fluidized bed combustion | 209.9331 | 2350.2756 | 2491.7114 | 193.965 | 657.2227 | 1319.5524 | 0 | 0 | 0 | 0 | 0 | 28.0683 | -12.4771 | 0 | 0 | 0
Steam turbine | 25887.3763 | 23015.5295 | 16191.4056 | 8786.0373 | 48.9098 | 4211.4039 | 2627.836 | 117.0816 | 73.9849 | 0 | 0 | -4.5843 | -44.0228 | 48.9431 | -30.0231 | 0
Lignite fired | 0 | 0 | 0 | 0 | 0 | 0 | 0 | 0 | 0 | 0 | 0 | 0 | 0 | 0 | 0 | 0
Integrated gasification combined cycle | 0 | 0 | 0 | 0 | 0 | 0 | 0 | 0 | 0 | 0 | 0 | 0 | 0 | 0 | 0 | 0
Supercritical steam turbine | 0 | 0 | 0 | 0 | 0 | 0 | 0 | 0 | 0 | 0 | 0 | 0 | 0 | 0 | 0 | 0
Fluidized bed combustion | 0 | 0 | 0 | 0 | 0 | 0 | 0 | 0 | 0 | 0 | 0 | 0 | 0 | 0 | 0 | 0
Steam turbine | 0 | 0 | 0 | 0 | 0 | 0 | 0 | 0 | 0 | 0 | 0 | 0 | 0 | 0 | 0 | 0
Gas fired | 7046.2237 | 12831.192 | 17668.2414 | 8533.7107 | 2353.523 | 2620.8354 | 2003.15 | 24597.8958 | 8169.8643 | 3844.8992 | 1285.8697 | 9.6286 | -18.2566 | -1.599 | 15.0933 | -16.8814
Gas turbine combined cycle | 2768.6473 | 8753.9931 | 13653.6869 | 6692.0588 | 1829.3774 | 1771.253 | 1373.0345 | 22098.504 | 5496.5266 | 2167.8838 | 1249.5526 | 17.3001 | -18.209 | -2.8287 | 14.879 | -13.7684
Gas turbine | 1980.7409 | 1281.9023 | 1488.2391 | 764.5092 | 36.9589 | 33.2264 | 25.3795 | 73.0266 | 0 | 0 | 0 | -2.8183 | -30.8958 | -3.6889 | 0 | 0
Steam turbine | 1941.3211 | 2635.0285 | 2473.0295 | 1061.5939 | 477.5124 | 807.0316 | 597.874 | 2415.314 | 2673.3378 | 1677.0154 | 36.3172 | 2.4503 | -15.1649 | 2.2734 | 16.1567 | -34.9412
Internal combustion engine | 355.5145 | 160.2681 | 53.2858 | 15.5488 | 9.6744 | 9.3244 | 6.862 | 11.0512 | 0 | 0 | 0 | -17.2867 | -15.6857 | -3.3765 | 0 | 0
Derived gas fired | 8702.1288 | 7460.704 | 5939.4436 | 6438.214 | 7031.4772 | 7657.0756 | 8559.4724 | 9007.4092 | 9361.8984 | 9313.5328 | 7518.0284 | -3.7475 | 1.7021 | 1.9859 | 0.90012 | -2.1696
Refinery gas fired | 30.492 | 27.4663 | 357.696 | 394.7904 | 396.1731 | 400.5111 | 400.2438 | 415.3658 | 408.1695 | 397.9286 | 385.7507 | 27.9183 | 1.0269 | 0.10228 | 0.19628 | -0.56332
Diesel oil fired | 263.87 | 432.2994 | 451.4171 | 241.633 | 14.9931 | 8.3487 | 6.2299 | 0.60467 | 0 | 0 | 0 | 5.5161 | -28.8571 | -8.4076 | 0 | 0
Gas turbine combined cycle | 0 | 0 | 0 | 0 | 0 | 0 | 0 | 0 | 0 | 0 | 0 | 0 | 0 | 0 | 0 | 0
Gas turbine | 263.87 | 420.8769 | 450.5917 | 240.1667 | 14.9931 | 4.3931 | 5.0206 | 0 | 0 | 0 | 0 | 5.4968 | -28.8441 | -10.3632 | 0 | 0
Steam turbine | 0 | 0 | 0 | 0 | 0 | 0 | 0 | 0 | 0 | 0 | 0 | 0 | 0 | 0 | 0 | 0
Internal combustion engine | 0 | 11.4225 | 0.82537 | 1.4663 | 0 | 3.9556 | 1.2093 | 0.60467 | 0 | 0 | 0 | 0 | 0 | 0 | 0 | 0
Fuel Oil fired | 3715.367 | 6576.5162 | 4286.3509 | 934.7479 | 112.0931 | 32.5107 | 89.5318 | 73.2184 | 0 | 0 | 0 | 1.4399 | -30.5377 | -2.2223 | 0 | 0
Integrated gasification combined cycle | 0 | 0 | 0 | 0 | 0 | 0 | 0 | 0 | 0 | 0 | 0 | 0 | 0 | 0 | 0 | 0
Supercritical steam turbine | 0 | 0 | 0 | 0 | 0 | 0 | 0 | 0 | 0 | 0 | 0 | 0 | 0 | 0 | 0 | 0
Steam turbine | 3715.367 | 6576.5162 | 4286.3509 | 934.7479 | 112.0931 | 32.5107 | 89.5318 | 73.2184 | 0 | 0 | 0 | 1.4399 | -30.5377 | -2.2223 | 0 | 0
Solid biomass & waste fired | 2382.1826 | 3254.9832 | 3557.2255 | 4454.3328 | 619.4867 | 414.7954 | 335.0766 | 1087.4237 | 770.4236 | 417.8362 | 143.2315 | 4.0911 | -16.0362 | -5.9603 | 8.6822 | -15.4856
Integrated gasification combined cycle | 0 | 0 | 0 | 0 | 0 | 0 | 0 | 0 | 0 | 0 | 0 | 0 | 0 | 0 | 0 | 0
Fluidized bed combustion | 2251.6327 | 3205.5028 | 3431.6045 | 4127.6868 | 619.4867 | 362.153 | 273.0502 | 963.4289 | 584.9145 | 319.947 | 143.2315 | 4.3038 | -15.7338 | -7.8658 | 7.9158 | -13.125
Steam turbine | 130.5499 | 49.4804 | 125.621 | 326.6459 | 0 | 52.6425 | 62.0264 | 123.9948 | 185.5091 | 97.8893 | 0 | -0.38412 | 0 | 0 | 11.5781 | 0
Fuel cells | 0 | 0 | 0 | 0 | 0 | 0 | 0 | 0 | 0 | 0 | 0 | 0 | 0 | 0 | 0 | 0
Natural gas fuel cell power plant | 0 | 0 | 0 | 0 | 0 | 0 | 0 | 0 | 0 | 0 | 0 | 0 | 0 | 0 | 0 | 0
Hydrogen fuel cell power plant | 0 | 0 | 0 | 0 | 0 | 0 | 0 | 0 | 0 | 0 | 0 | 0 | 0 | 0 | 0 | 0
Wind | 0 | 0 | 0 | 0 | 0 | 0 | 0 | 0 | 0 | 0 | 0 | 0 | 0 | 0 | 0 | 0
Onshore | 0 | 0 | 0 | 0 | 0 | 0 | 0 | 0 | 0 | 0 | 0 | 0 | 0 | 0 | 0 | 0
Offshore | 0 | 0 | 0 | 0 | 0 | 0 | 0 | 0 | 0 | 0 | 0 | 0 | 0 | 0 | 0 | 0
Solar photovoltaics | 0 | 0 | 0 | 0 | 0 | 0 | 0 | 0 | 0 | 0 | 0 | 0 | 0 | 0 | 0 | 0
Solar thermal | 0 | 0 | 0 | 0 | 0 | 0 | 0 | 0 | 0 | 0 | 0 | 0 | 0 | 0 | 0 | 0
Geothermal | 0 | 0 | 0 | 0 | 0 | 0 | 0 | 0 | 0 | 0 | 0 | 0 | 0 | 0 | 0 | 0
Tide, wave and ocean | 0 | 0 | 0 | 0 | 0 | 0 | 0 | 0 | 0 | 0 | 0 | 0 | 0 | 0 | 0 | 0
Tidal | 0 | 0 | 0 | 0 | 0 | 0 | 0 | 0 | 0 | 0 | 0 | 0 | 0 | 0 | 0 | 0
Wave and ocean | 0 | 0 | 0 | 0 | 0 | 0 | 0 | 0 | 0 | 0 | 0 | 0 | 0 | 0 | 0 | 0
Hydro | 0 | 0 | 0 | 0 | 0 | 0 | 0 | 0 | 0 | 0 | 0 | 0 | 0 | 0 | 0 | 0
Run-of-river | 0 | 0 | 0 | 0 | 0 | 0 | 0 | 0 | 0 | 0 | 0 | 0 | 0 | 0 | 0 | 0
Reservoirs (dams) | 0 | 0 | 0 | 0 | 0 | 0 | 0 | 0 | 0 | 0 | 0 | 0 | 0 | 0 | 0 | 0
Pump storage | 0 | 0 | 0 | 0 | 0 | 0 | 0 | 0 | 0 | 0 | 0 | 0 | 0 | 0 | 0 | 0
Electricity only | 37741.701 | 39782.5778 | 34861.0427 | 22009.1287 | 7841.6351 | 12160.4747 | 9382.9831 | 29903.7799 | 14832.672 | 10697.8588 | 5520.3101 | -0.79081 | -13.8597 | 1.8107 | 4.6858 | -9.4112
Nuclear | 0 | 0 | 0 | 0 | 0 | 0 | 0 | 0 | 0 | 0 | 0 | 0 | 0 | 0 | 0 | 0
Nuclear - current | 0 | 0 | 0 | 0 | 0 | 0 | 0 | 0 | 0 | 0 | 0 | 0 | 0 | 0 | 0 | 0
Nuclear III | 0 | 0 | 0 | 0 | 0 | 0 | 0 | 0 | 0 | 0 | 0 | 0 | 0 | 0 | 0 | 0
Nuclear IV | 0 | 0 | 0 | 0 | 0 | 0 | 0 | 0 | 0 | 0 | 0 | 0 | 0 | 0 | 0 | 0
Conventional thermal | 37741.701 | 39782.5778 | 34861.0427 | 22009.1287 | 7841.6351 | 12160.4747 | 9382.9831 | 29903.7799 | 14832.672 | 10697.8588 | 5520.3101 | -0.79081 | -13.8597 | 1.8107 | 4.6858 | -9.4112
Coal fired | 24040.9573 | 22647.1082 | 16703.9187 | 8708.8196 | 437.7451 | 5318.6474 | 2433.6247 | 0 | 0 | 0 | 0 | -3.5757 | -30.5231 | 18.7144 | 0 | 0
Integrated gasification combined cycle | 0 | 0 | 0 | 0 | 0 | 0 | 0 | 0 | 0 | 0 | 0 | 0 | 0 | 0 | 0 | 0
Supercritical steam turbine | 0 | 0 | 0 | 0 | 0 | 0 | 0 | 0 | 0 | 0 | 0 | 0 | 0 | 0 | 0 | 0
Fluidized bed combustion | 0 | 2161.2665 | 2381.0722 | 0 | 423.4863 | 1114.7575 | 0 | 0 | 0 | 0 | 0 | 0 | -15.8592 | 0 | 0 | 0
Steam turbine | 24040.9573 | 20485.8417 | 14322.8465 | 8708.8196 | 14.2588 | 4203.8899 | 2433.6247 | 0 | 0 | 0 | 0 | -5.0472 | -49.9037 | 67.1926 | 0 | 0
Lignite fired | 0 | 0 | 0 | 0 | 0 | 0 | 0 | 0 | 0 | 0 | 0 | 0 | 0 | 0 | 0 | 0
Integrated gasification combined cycle | 0 | 0 | 0 | 0 | 0 | 0 | 0 | 0 | 0 | 0 | 0 | 0 | 0 | 0 | 0 | 0
Supercritical steam turbine | 0 | 0 | 0 | 0 | 0 | 0 | 0 | 0 | 0 | 0 | 0 | 0 | 0 | 0 | 0 | 0
Fluidized bed combustion | 0 | 0 | 0 | 0 | 0 | 0 | 0 | 0 | 0 | 0 | 0 | 0 | 0 | 0 | 0 | 0
Steam turbine | 0 | 0 | 0 | 0 | 0 | 0 | 0 | 0 | 0 | 0 | 0 | 0 | 0 | 0 | 0 | 0
Gas fired | 1226.1352 | 3076.7572 | 7301.5299 | 4762.6219 | 569.5548 | 118.2653 | 72.3267 | 22502.321 | 7336.2239 | 3734.7492 | 0 | 19.5329 | -22.516 | -18.6465 | 58.7148 | 0
Gas turbine combined cycle | 267.0191 | 2873.9534 | 7301.5299 | 4305.8606 | 569.5548 | 106.2414 | 72.3267 | 20787.2849 | 5496.5266 | 2167.8838 | 0 | 39.2154 | -22.516 | -18.6465 | 54.1981 | 0
Gas turbine | 432.3592 | 41.5408 | 0 | 367.1981 | 0 | 0 | 0 | 0 | 0 | 0 | 0 | 0 | 0 | 0 | 0 | 0
Steam turbine | 381.0367 | 161.263 | 0 | 89.5631 | 0 | 12.024 | 0 | 1715.0361 | 1839.6973 | 1566.8654 | 0 | 0 | 0 | 0 | 0 | 0
Internal combustion engine | 145.7202 | 0 | 0 | 0 | 0 | 0 | 0 | 0 | 0 | 0 | 0 | 0 | 0 | 0 | 0 | 0
Derived gas fired | 7933.3475 | 6968.9394 | 5705.3302 | 6296.7583 | 6685.8964 | 6615.9235 | 6791.8698 | 6800.1966 | 7059.238 | 6754.7302 | 5452.5232 | -3.243 | 1.5986 | 0.15738 | 0.38685 | -2.5495
Refinery gas fired | 0 | 0 | 0 | 75.3699 | 75.5206 | 73.1 | 70.597 | 72.9911 | 71.7266 | 69.9269 | 67.787 | 0 | 0 | -0.67192 | 0.15886 | -0.56332
Diesel oil fired | 263.87 | 409.6762 | 438.3081 | 131.2185 | 10.1264 | 3.9556 | 1.2093 | 0.60467 | 0 | 0 | 0 | 5.2056 | -31.3931 | -19.1446 | 0 | 0
Gas turbine combined cycle | 0 | 0 | 0 | 0 | 0 | 0 | 0 | 0 | 0 | 0 | 0 | 0 | 0 | 0 | 0 | 0
Gas turbine | 263.87 | 399.469 | 438.3081 | 129.8996 | 10.1264 | 0 | 0 | 0 | 0 | 0 | 0 | 5.2056 | -31.3931 | 0 | 0 | 0
Steam turbine | 0 | 0 | 0 | 0 | 0 | 0 | 0 | 0 | 0 | 0 | 0 | 0 | 0 | 0 | 0 | 0
Internal combustion engine | 0 | 10.2072 | 0 | 1.3189 | 0 | 3.9556 | 1.2093 | 0.60467 | 0 | 0 | 0 | 0 | 0 | 0 | 0 | 0
Fuel Oil fired | 3715.367 | 5192.6686 | 3318.1542 | 786.7421 | 24.7861 | 5.4414 | 1.9237 | 0 | 0 | 0 | 0 | -1.1243 | -38.7183 | -22.5551 | 0 | 0
Integrated gasification combined cycle | 0 | 0 | 0 | 0 | 0 | 0 | 0 | 0 | 0 | 0 | 0 | 0 | 0 | 0 | 0 | 0
Supercritical steam turbine | 0 | 0 | 0 | 0 | 0 | 0 | 0 | 0 | 0 | 0 | 0 | 0 | 0 | 0 | 0 | 0
Steam turbine | 3715.367 | 5192.6686 | 3318.1542 | 786.7421 | 24.7861 | 5.4414 | 1.9237 | 0 | 0 | 0 | 0 | -1.1243 | -38.7183 | -22.5551 | 0 | 0
Solid biomass & waste fired | 562.0239 | 1487.4282 | 1393.8017 | 1247.5984 | 38.0056 | 25.1415 | 11.4318 | 527.6665 | 365.4836 | 138.4525 | 0 | 9.5077 | -30.2467 | -11.3198 | 41.4084 | 0
Integrated gasification combined cycle | 0 | 0 | 0 | 0 | 0 | 0 | 0 | 0 | 0 | 0 | 0 | 0 | 0 | 0 | 0 | 0
Fluidized bed combustion | 562.0239 | 1487.4282 | 1349.6931 | 1205.3727 | 38.0056 | 0 | 11.4318 | 429.3193 | 238.844 | 43.5829 | 0 | 9.1561 | -30.022 | -11.3198 | 35.5189 | 0
Steam turbine | 0 | 0 | 44.1086 | 42.2257 | 0 | 25.1415 | 0 | 98.3472 | 126.6396 | 94.8696 | 0 | 0 | 0 | 0 | 0 | 0
Fuel cells | 0 | 0 | 0 | 0 | 0 | 0 | 0 | 0 | 0 | 0 | 0 | 0 | 0 | 0 | 0 | 0
Natural gas fuel cell power plant | 0 | 0 | 0 | 0 | 0 | 0 | 0 | 0 | 0 | 0 | 0 | 0 | 0 | 0 | 0 | 0
Hydrogen fuel cell power plant | 0 | 0 | 0 | 0 | 0 | 0 | 0 | 0 | 0 | 0 | 0 | 0 | 0 | 0 | 0 | 0
Wind | 0 | 0 | 0 | 0 | 0 | 0 | 0 | 0 | 0 | 0 | 0 | 0 | 0 | 0 | 0 | 0
Onshore | 0 | 0 | 0 | 0 | 0 | 0 | 0 | 0 | 0 | 0 | 0 | 0 | 0 | 0 | 0 | 0
Offshore | 0 | 0 | 0 | 0 | 0 | 0 | 0 | 0 | 0 | 0 | 0 | 0 | 0 | 0 | 0 | 0
Solar photovoltaics | 0 | 0 | 0 | 0 | 0 | 0 | 0 | 0 | 0 | 0 | 0 | 0 | 0 | 0 | 0 | 0
Solar thermal | 0 | 0 | 0 | 0 | 0 | 0 | 0 | 0 | 0 | 0 | 0 | 0 | 0 | 0 | 0 | 0
Geothermal | 0 | 0 | 0 | 0 | 0 | 0 | 0 | 0 | 0 | 0 | 0 | 0 | 0 | 0 | 0 | 0
Tide, wave and ocean | 0 | 0 | 0 | 0 | 0 | 0 | 0 | 0 | 0 | 0 | 0 | 0 | 0 | 0 | 0 | 0
Tidal | 0 | 0 | 0 | 0 | 0 | 0 | 0 | 0 | 0 | 0 | 0 | 0 | 0 | 0 | 0 | 0
Wave and ocean | 0 | 0 | 0 | 0 | 0 | 0 | 0 | 0 | 0 | 0 | 0 | 0 | 0 | 0 | 0 | 0
Hydro | 0 | 0 | 0 | 0 | 0 | 0 | 0 | 0 | 0 | 0 | 0 | 0 | 0 | 0 | 0 | 0
Run-of-river | 0 | 0 | 0 | 0 | 0 | 0 | 0 | 0 | 0 | 0 | 0 | 0 | 0 | 0 | 0 | 0
Reservoirs (dams) | 0 | 0 | 0 | 0 | 0 | 0 | 0 | 0 | 0 | 0 | 0 | 0 | 0 | 0 | 0 | 0
Pump storage | 0 | 0 | 0 | 0 | 0 | 0 | 0 | 0 | 0 | 0 | 0 | 0 | 0 | 0 | 0 | 0
CHP power plants | 10495.8726 | 16166.3885 | 16082.4488 | 7968.3024 | 3392.2435 | 4504.5586 | 4638.5574 | 5395.2194 | 3951.6688 | 3276.3379 | 2563.0176 | 4.3598 | -14.4119 | 3.1786 | -1.5899 | -4.2371
Nuclear | 0 | 0 | 0 | 0 | 0 | 0 | 0 | 0 | 0 | 0 | 0 | 0 | 0 | 0 | 0 | 0
Nuclear - current | 0 | 0 | 0 | 0 | 0 | 0 | 0 | 0 | 0 | 0 | 0 | 0 | 0 | 0 | 0 | 0
Nuclear III | 0 | 0 | 0 | 0 | 0 | 0 | 0 | 0 | 0 | 0 | 0 | 0 | 0 | 0 | 0 | 0
Nuclear IV | 0 | 0 | 0 | 0 | 0 | 0 | 0 | 0 | 0 | 0 | 0 | 0 | 0 | 0 | 0 | 0
Conventional thermal | 10495.8726 | 16166.3885 | 16082.4488 | 7968.3024 | 3392.2435 | 4504.5586 | 4638.5574 | 5395.2194 | 3951.6688 | 3276.3379 | 2563.0176 | 4.3598 | -14.4119 | 3.1786 | -1.5899 | -4.2371
Coal fired | 2056.3521 | 2718.6969 | 1979.1983 | 271.1827 | 268.3874 | 212.3089 | 194.2113 | 117.0816 | 73.9849 | 0 | 0 | -0.38169 | -18.1107 | -3.1831 | -9.1998 | 0
Integrated gasification combined cycle | 0 | 0 | 0 | 0 | 0 | 0 | 0 | 0 | 0 | 0 | 0 | 0 | 0 | 0 | 0 | 0
Supercritical steam turbine | 0 | 0 | 0 | 0 | 0 | 0 | 0 | 0 | 0 | 0 | 0 | 0 | 0 | 0 | 0 | 0
Fluidized bed combustion | 209.9331 | 189.0091 | 110.6392 | 193.965 | 233.7364 | 204.795 | 0 | 0 | 0 | 0 | 0 | -6.2043 | 7.766 | 0 | 0 | 0
Steam turbine | 1846.419 | 2529.6878 | 1868.5591 | 77.2177 | 34.651 | 7.514 | 194.2113 | 117.0816 | 73.9849 | 0 | 0 | 0.11927 | -32.8848 | 18.8108 | -9.1998 | 0
Lignite fired | 0 | 0 | 0 | 0 | 0 | 0 | 0 | 0 | 0 | 0 | 0 | 0 | 0 | 0 | 0 | 0
Integrated gasification combined cycle | 0 | 0 | 0 | 0 | 0 | 0 | 0 | 0 | 0 | 0 | 0 | 0 | 0 | 0 | 0 | 0
Supercritical steam turbine | 0 | 0 | 0 | 0 | 0 | 0 | 0 | 0 | 0 | 0 | 0 | 0 | 0 | 0 | 0 | 0
Fluidized bed combustion | 0 | 0 | 0 | 0 | 0 | 0 | 0 | 0 | 0 | 0 | 0 | 0 | 0 | 0 | 0 | 0
Steam turbine | 0 | 0 | 0 | 0 | 0 | 0 | 0 | 0 | 0 | 0 | 0 | 0 | 0 | 0 | 0 | 0
Gas fired | 5820.0885 | 9754.4348 | 10366.7116 | 3771.0888 | 1783.9682 | 2502.5701 | 1930.8232 | 2095.5748 | 833.6405 | 110.1499 | 36.3172 | 5.9427 | -16.1362 | 0.7942 | -8.056 | -26.9007
Gas turbine combined cycle | 2501.6281 | 5880.0397 | 6352.1571 | 2386.1981 | 1259.8225 | 1665.0116 | 1300.7077 | 1311.2191 | 0 | 0 | 0 | 9.7665 | -14.9374 | 0.31989 | 0 | 0
Gas turbine | 1548.3817 | 1240.3615 | 1488.2391 | 397.3111 | 36.9589 | 33.2264 | 25.3795 | 73.0266 | 0 | 0 | 0 | -0.39538 | -30.8958 | -3.6889 | 0 | 0
Steam turbine | 1560.2845 | 2473.7655 | 2473.0295 | 972.0308 | 477.5124 | 795.0077 | 597.874 | 700.2779 | 833.6405 | 110.1499 | 36.3172 | 4.7135 | -15.1649 | 2.2734 | 3.3801 | -26.9007
Internal combustion engine | 209.7943 | 160.2681 | 53.2858 | 15.5488 | 9.6744 | 9.3244 | 6.862 | 11.0512 | 0 | 0 | 0 | -12.807 | -15.6857 | -3.3765 | 0 | 0
Derived gas fired | 768.7812 | 491.7646 | 234.1134 | 141.4557 | 345.5808 | 1041.152 | 1767.6026 | 2207.2127 | 2302.6604 | 2558.8026 | 2065.5052 | -11.2103 | 3.971 | 17.729 | 2.6797 | -1.081
Refinery gas fired | 30.492 | 27.4663 | 357.696 | 319.4205 | 320.6524 | 327.4111 | 329.6468 | 342.3747 | 336.443 | 328.0016 | 317.9638 | 27.9183 | -1.0873 | 0.27702 | 0.20428 | -0.56332
Diesel oil fired | 0 | 22.6232 | 13.109 | 110.4145 | 4.8667 | 4.3931 | 5.0206 | 0 | 0 | 0 | 0 | 0 | -9.4338 | 0.31191 | 0 | 0
Gas turbine combined cycle | 0 | 0 | 0 | 0 | 0 | 0 | 0 | 0 | 0 | 0 | 0 | 0 | 0 | 0 | 0 | 0
Gas turbine | 0 | 21.4079 | 12.2837 | 110.2671 | 4.8667 | 4.3931 | 5.0206 | 0 | 0 | 0 | 0 | 0 | -8.8429 | 0.31191 | 0 | 0
Steam turbine | 0 | 0 | 0 | 0 | 0 | 0 | 0 | 0 | 0 | 0 | 0 | 0 | 0 | 0 | 0 | 0
Internal combustion engine | 0 | 1.2153 | 0.82537 | 0.1474 | 0 | 0 | 0 | 0 | 0 | 0 | 0 | 0 | 0 | 0 | 0 | 0
Fuel Oil fired | 0 | 1383.8476 | 968.1968 | 148.0058 | 87.307 | 27.0693 | 87.6081 | 73.2184 | 0 | 0 | 0 | 0 | -21.3844 | 0.03443 | 0 | 0
Integrated gasification combined cycle | 0 | 0 | 0 | 0 | 0 | 0 | 0 | 0 | 0 | 0 | 0 | 0 | 0 | 0 | 0 | 0
Supercritical steam turbine | 0 | 0 | 0 | 0 | 0 | 0 | 0 | 0 | 0 | 0 | 0 | 0 | 0 | 0 | 0 | 0
Steam turbine | 0 | 1383.8476 | 968.1968 | 148.0058 | 87.307 | 27.0693 | 87.6081 | 73.2184 | 0 | 0 | 0 | 0 | -21.3844 | 0.03443 | 0 | 0
Solid biomass & waste fired | 1820.1587 | 1767.555 | 2163.4238 | 3206.7344 | 581.4811 | 389.654 | 323.6448 | 559.7572 | 404.94 | 279.3837 | 143.2315 | 1.7427 | -12.3122 | -5.691 | 2.2662 | -9.871
Integrated gasification combined cycle | 0 | 0 | 0 | 0 | 0 | 0 | 0 | 0 | 0 | 0 | 0 | 0 | 0 | 0 | 0 | 0
Fluidized bed combustion | 1689.6089 | 1718.0747 | 2081.9115 | 2922.3141 | 581.4811 | 362.153 | 261.6184 | 534.1096 | 346.0705 | 276.3641 | 143.2315 | 2.1098 | -11.9747 | -7.6763 | 2.8371 | -8.4439
Steam turbine | 130.5499 | 49.4804 | 81.5123 | 284.4203 | 0 | 27.501 | 62.0264 | 25.6476 | 58.8695 | 3.0196 | 0 | -4.6008 | 0 | 0 | -0.521 | 0
Electricity only equipped with CCS | 0 | 0 | 0 | 0 | 0 | 0 | 0 | 0 | 0 | 0 | 1249.5526 | 0 | 0 | 0 | 0 | 0
Conventional thermal | 0 | 0 | 0 | 0 | 0 | 0 | 0 | 0 | 0 | 0 | 1249.5526 | 0 | 0 | 0 | 0 | 0
Coal fired | 0 | 0 | 0 | 0 | 0 | 0 | 0 | 0 | 0 | 0 | 0 | 0 | 0 | 0 | 0 | 0
Integrated gasification combined cycle | 0 | 0 | 0 | 0 | 0 | 0 | 0 | 0 | 0 | 0 | 0 | 0 | 0 | 0 | 0 | 0
Supercritical steam turbine | 0 | 0 | 0 | 0 | 0 | 0 | 0 | 0 | 0 | 0 | 0 | 0 | 0 | 0 | 0 | 0
Fluidized bed combustion | 0 | 0 | 0 | 0 | 0 | 0 | 0 | 0 | 0 | 0 | 0 | 0 | 0 | 0 | 0 | 0
Steam turbine | 0 | 0 | 0 | 0 | 0 | 0 | 0 | 0 | 0 | 0 | 0 | 0 | 0 | 0 | 0 | 0
Lignite fired | 0 | 0 | 0 | 0 | 0 | 0 | 0 | 0 | 0 | 0 | 0 | 0 | 0 | 0 | 0 | 0
Integrated gasification combined cycle | 0 | 0 | 0 | 0 | 0 | 0 | 0 | 0 | 0 | 0 | 0 | 0 | 0 | 0 | 0 | 0
Supercritical steam turbine | 0 | 0 | 0 | 0 | 0 | 0 | 0 | 0 | 0 | 0 | 0 | 0 | 0 | 0 | 0 | 0
Fluidized bed combustion | 0 | 0 | 0 | 0 | 0 | 0 | 0 | 0 | 0 | 0 | 0 | 0 | 0 | 0 | 0 | 0
Steam turbine | 0 | 0 | 0 | 0 | 0 | 0 | 0 | 0 | 0 | 0 | 0 | 0 | 0 | 0 | 0 | 0
Gas fired | 0 | 0 | 0 | 0 | 0 | 0 | 0 | 0 | 0 | 0 | 1249.5526 | 0 | 0 | 0 | 0 | 0
Gas turbine combined cycle | 0 | 0 | 0 | 0 | 0 | 0 | 0 | 0 | 0 | 0 | 1249.5526 | 0 | 0 | 0 | 0 | 0
Gas turbine | 0 | 0 | 0 | 0 | 0 | 0 | 0 | 0 | 0 | 0 | 0 | 0 | 0 | 0 | 0 | 0
Steam turbine | 0 | 0 | 0 | 0 | 0 | 0 | 0 | 0 | 0 | 0 | 0 | 0 | 0 | 0 | 0 | 0
Internal combustion engine | 0 | 0 | 0 | 0 | 0 | 0 | 0 | 0 | 0 | 0 | 0 | 0 | 0 | 0 | 0 | 0
Derived gas fired | 0 | 0 | 0 | 0 | 0 | 0 | 0 | 0 | 0 | 0 | 0 | 0 | 0 | 0 | 0 | 0
Refinery gas fired | 0 | 0 | 0 | 0 | 0 | 0 | 0 | 0 | 0 | 0 | 0 | 0 | 0 | 0 | 0 | 0
Diesel oil fired | 0 | 0 | 0 | 0 | 0 | 0 | 0 | 0 | 0 | 0 | 0 | 0 | 0 | 0 | 0 | 0
Gas turbine combined cycle | 0 | 0 | 0 | 0 | 0 | 0 | 0 | 0 | 0 | 0 | 0 | 0 | 0 | 0 | 0 | 0
Gas turbine | 0 | 0 | 0 | 0 | 0 | 0 | 0 | 0 | 0 | 0 | 0 | 0 | 0 | 0 | 0 | 0
Steam turbine | 0 | 0 | 0 | 0 | 0 | 0 | 0 | 0 | 0 | 0 | 0 | 0 | 0 | 0 | 0 | 0
Internal combustion engine | 0 | 0 | 0 | 0 | 0 | 0 | 0 | 0 | 0 | 0 | 0 | 0 | 0 | 0 | 0 | 0
Fuel Oil fired | 0 | 0 | 0 | 0 | 0 | 0 | 0 | 0 | 0 | 0 | 0 | 0 | 0 | 0 | 0 | 0
Integrated gasification combined cycle | 0 | 0 | 0 | 0 | 0 | 0 | 0 | 0 | 0 | 0 | 0 | 0 | 0 | 0 | 0 | 0
Supercritical steam turbine | 0 | 0 | 0 | 0 | 0 | 0 | 0 | 0 | 0 | 0 | 0 | 0 | 0 | 0 | 0 | 0
Steam turbine | 0 | 0 | 0 | 0 | 0 | 0 | 0 | 0 | 0 | 0 | 0 | 0 | 0 | 0 | 0 | 0
Solid biomass & waste fired | 0 | 0 | 0 | 0 | 0 | 0 | 0 | 0 | 0 | 0 | 0 | 0 | 0 | 0 | 0 | 0
Integrated gasification combined cycle | 0 | 0 | 0 | 0 | 0 | 0 | 0 | 0 | 0 | 0 | 0 | 0 | 0 | 0 | 0 | 0
Fluidized bed combustion | 0 | 0 | 0 | 0 | 0 | 0 | 0 | 0 | 0 | 0 | 0 | 0 | 0 | 0 | 0 | 0
Steam turbine | 0 | 0 | 0 | 0 | 0 | 0 | 0 | 0 | 0 | 0 | 0 | 0 | 0 | 0 | 0 | 0
CHP power plants equipped with CCS | 0 | 0 | 0 | 0 | 0 | 0 | 0 | 0 | 0 | 0 | 0 | 0 | 0 | 0 | 0 | 0
Conventional thermal | 0 | 0 | 0 | 0 | 0 | 0 | 0 | 0 | 0 | 0 | 0 | 0 | 0 | 0 | 0 | 0
Coal fired | 0 | 0 | 0 | 0 | 0 | 0 | 0 | 0 | 0 | 0 | 0 | 0 | 0 | 0 | 0 | 0
Integrated gasification combined cycle | 0 | 0 | 0 | 0 | 0 | 0 | 0 | 0 | 0 | 0 | 0 | 0 | 0 | 0 | 0 | 0
Supercritical steam turbine | 0 | 0 | 0 | 0 | 0 | 0 | 0 | 0 | 0 | 0 | 0 | 0 | 0 | 0 | 0 | 0
Fluidized bed combustion | 0 | 0 | 0 | 0 | 0 | 0 | 0 | 0 | 0 | 0 | 0 | 0 | 0 | 0 | 0 | 0
Steam turbine | 0 | 0 | 0 | 0 | 0 | 0 | 0 | 0 | 0 | 0 | 0 | 0 | 0 | 0 | 0 | 0
Lignite fired | 0 | 0 | 0 | 0 | 0 | 0 | 0 | 0 | 0 | 0 | 0 | 0 | 0 | 0 | 0 | 0
Integrated gasification combined cycle | 0 | 0 | 0 | 0 | 0 | 0 | 0 | 0 | 0 | 0 | 0 | 0 | 0 | 0 | 0 | 0
Supercritical steam turbine | 0 | 0 | 0 | 0 | 0 | 0 | 0 | 0 | 0 | 0 | 0 | 0 | 0 | 0 | 0 | 0
Fluidized bed combustion | 0 | 0 | 0 | 0 | 0 | 0 | 0 | 0 | 0 | 0 | 0 | 0 | 0 | 0 | 0 | 0
Steam turbine | 0 | 0 | 0 | 0 | 0 | 0 | 0 | 0 | 0 | 0 | 0 | 0 | 0 | 0 | 0 | 0
Gas fired | 0 | 0 | 0 | 0 | 0 | 0 | 0 | 0 | 0 | 0 | 0 | 0 | 0 | 0 | 0 | 0
Gas turbine combined cycle | 0 | 0 | 0 | 0 | 0 | 0 | 0 | 0 | 0 | 0 | 0 | 0 | 0 | 0 | 0 | 0
Gas turbine | 0 | 0 | 0 | 0 | 0 | 0 | 0 | 0 | 0 | 0 | 0 | 0 | 0 | 0 | 0 | 0
Steam turbine | 0 | 0 | 0 | 0 | 0 | 0 | 0 | 0 | 0 | 0 | 0 | 0 | 0 | 0 | 0 | 0
Internal combustion engine | 0 | 0 | 0 | 0 | 0 | 0 | 0 | 0 | 0 | 0 | 0 | 0 | 0 | 0 | 0 | 0
Derived gas fired | 0 | 0 | 0 | 0 | 0 | 0 | 0 | 0 | 0 | 0 | 0 | 0 | 0 | 0 | 0 | 0
Refinery gas fired | 0 | 0 | 0 | 0 | 0 | 0 | 0 | 0 | 0 | 0 | 0 | 0 | 0 | 0 | 0 | 0
Diesel oil fired | 0 | 0 | 0 | 0 | 0 | 0 | 0 | 0 | 0 | 0 | 0 | 0 | 0 | 0 | 0 | 0
Gas turbine combined cycle | 0 | 0 | 0 | 0 | 0 | 0 | 0 | 0 | 0 | 0 | 0 | 0 | 0 | 0 | 0 | 0
Gas turbine | 0 | 0 | 0 | 0 | 0 | 0 | 0 | 0 | 0 | 0 | 0 | 0 | 0 | 0 | 0 | 0
Steam turbine | 0 | 0 | 0 | 0 | 0 | 0 | 0 | 0 | 0 | 0 | 0 | 0 | 0 | 0 | 0 | 0
Internal combustion engine | 0 | 0 | 0 | 0 | 0 | 0 | 0 | 0 | 0 | 0 | 0 | 0 | 0 | 0 | 0 | 0
Fuel Oil fired | 0 | 0 | 0 | 0 | 0 | 0 | 0 | 0 | 0 | 0 | 0 | 0 | 0 | 0 | 0 | 0
Integrated gasification combined cycle | 0 | 0 | 0 | 0 | 0 | 0 | 0 | 0 | 0 | 0 | 0 | 0 | 0 | 0 | 0 | 0
Supercritical steam turbine | 0 | 0 | 0 | 0 | 0 | 0 | 0 | 0 | 0 | 0 | 0 | 0 | 0 | 0 | 0 | 0
Steam turbine | 0 | 0 | 0 | 0 | 0 | 0 | 0 | 0 | 0 | 0 | 0 | 0 | 0 | 0 | 0 | 0
Solid biomass & waste fired | 0 | 0 | 0 | 0 | 0 | 0 | 0 | 0 | 0 | 0 | 0 | 0 | 0 | 0 | 0 | 0
Integrated gasification combined cycle | 0 | 0 | 0 | 0 | 0 | 0 | 0 | 0 | 0 | 0 | 0 | 0 | 0 | 0 | 0 | 0
Fluidized bed combustion | 0 | 0 | 0 | 0 | 0 | 0 | 0 | 0 | 0 | 0 | 0 | 0 | 0 | 0 | 0 | 0
Steam turbine | 0 | 0 | 0 | 0 | 0 | 0 | 0 | 0 | 0 | 0 | 0 | 0 | 0 | 0 | 0 | 0

## CO2 emissions captured
FR: CO2 emissions captured (kt CO2) | 2000 | 2005 | 2010 | 2015 | 2020 | 2025 | 2030 | 2035 | 2040 | 2045 | 2050 | 00-'10 | 10-'20 | 20-'30 | 30-'40 | 40-'50
Total | 0 | 0 | 0 | 0 | 0 | 0 | 0 | 0 | 0 | 0 | 0 | 0 | 0 | 0 | 0 | 0
Nuclear | 0 | 0 | 0 | 0 | 0 | 0 | 0 | 0 | 0 | 0 | 0 | 0 | 0 | 0 | 0 | 0
Nuclear - current | 0 | 0 | 0 | 0 | 0 | 0 | 0 | 0 | 0 | 0 | 0 | 0 | 0 | 0 | 0 | 0
Nuclear III | 0 | 0 | 0 | 0 | 0 | 0 | 0 | 0 | 0 | 0 | 0 | 0 | 0 | 0 | 0 | 0
Nuclear IV | 0 | 0 | 0 | 0 | 0 | 0 | 0 | 0 | 0 | 0 | 0 | 0 | 0 | 0 | 0 | 0
Conventional thermal | 0 | 0 | 0 | 0 | 0 | 0 | 0 | 0 | 0 | 0 | 0 | 0 | 0 | 0 | 0 | 0
Coal fired | 0 | 0 | 0 | 0 | 0 | 0 | 0 | 0 | 0 | 0 | 0 | 0 | 0 | 0 | 0 | 0
Integrated gasification combined cycle | 0 | 0 | 0 | 0 | 0 | 0 | 0 | 0 | 0 | 0 | 0 | 0 | 0 | 0 | 0 | 0
Supercritical steam turbine | 0 | 0 | 0 | 0 | 0 | 0 | 0 | 0 | 0 | 0 | 0 | 0 | 0 | 0 | 0 | 0
Fluidized bed combustion | 0 | 0 | 0 | 0 | 0 | 0 | 0 | 0 | 0 | 0 | 0 | 0 | 0 | 0 | 0 | 0
Steam turbine | 0 | 0 | 0 | 0 | 0 | 0 | 0 | 0 | 0 | 0 | 0 | 0 | 0 | 0 | 0 | 0
Lignite fired | 0 | 0 | 0 | 0 | 0 | 0 | 0 | 0 | 0 | 0 | 0 | 0 | 0 | 0 | 0 | 0
Integrated gasification combined cycle | 0 | 0 | 0 | 0 | 0 | 0 | 0 | 0 | 0 | 0 | 0 | 0 | 0 | 0 | 0 | 0
Supercritical steam turbine | 0 | 0 | 0 | 0 | 0 | 0 | 0 | 0 | 0 | 0 | 0 | 0 | 0 | 0 | 0 | 0
Fluidized bed combustion | 0 | 0 | 0 | 0 | 0 | 0 | 0 | 0 | 0 | 0 | 0 | 0 | 0 | 0 | 0 | 0
Steam turbine | 0 | 0 | 0 | 0 | 0 | 0 | 0 | 0 | 0 | 0 | 0 | 0 | 0 | 0 | 0 | 0
Gas fired | 0 | 0 | 0 | 0 | 0 | 0 | 0 | 0 | 0 | 0 | 0 | 0 | 0 | 0 | 0 | 0
Gas turbine combined cycle | 0 | 0 | 0 | 0 | 0 | 0 | 0 | 0 | 0 | 0 | 0 | 0 | 0 | 0 | 0 | 0
Gas turbine | 0 | 0 | 0 | 0 | 0 | 0 | 0 | 0 | 0 | 0 | 0 | 0 | 0 | 0 | 0 | 0
Steam turbine | 0 | 0 | 0 | 0 | 0 | 0 | 0 | 0 | 0 | 0 | 0 | 0 | 0 | 0 | 0 | 0
Internal combustion engine | 0 | 0 | 0 | 0 | 0 | 0 | 0 | 0 | 0 | 0 | 0 | 0 | 0 | 0 | 0 | 0
Derived gas fired | 0 | 0 | 0 | 0 | 0 | 0 | 0 | 0 | 0 | 0 | 0 | 0 | 0 | 0 | 0 | 0
Refinery gas fired | 0 | 0 | 0 | 0 | 0 | 0 | 0 | 0 | 0 | 0 | 0 | 0 | 0 | 0 | 0 | 0
Diesel oil fired | 0 | 0 | 0 | 0 | 0 | 0 | 0 | 0 | 0 | 0 | 0 | 0 | 0 | 0 | 0 | 0
Gas turbine combined cycle | 0 | 0 | 0 | 0 | 0 | 0 | 0 | 0 | 0 | 0 | 0 | 0 | 0 | 0 | 0 | 0
Gas turbine | 0 | 0 | 0 | 0 | 0 | 0 | 0 | 0 | 0 | 0 | 0 | 0 | 0 | 0 | 0 | 0
Steam turbine | 0 | 0 | 0 | 0 | 0 | 0 | 0 | 0 | 0 | 0 | 0 | 0 | 0 | 0 | 0 | 0
Internal combustion engine | 0 | 0 | 0 | 0 | 0 | 0 | 0 | 0 | 0 | 0 | 0 | 0 | 0 | 0 | 0 | 0
Fuel Oil fired | 0 | 0 | 0 | 0 | 0 | 0 | 0 | 0 | 0 | 0 | 0 | 0 | 0 | 0 | 0 | 0
Integrated gasification combined cycle | 0 | 0 | 0 | 0 | 0 | 0 | 0 | 0 | 0 | 0 | 0 | 0 | 0 | 0 | 0 | 0
Supercritical steam turbine | 0 | 0 | 0 | 0 | 0 | 0 | 0 | 0 | 0 | 0 | 0 | 0 | 0 | 0 | 0 | 0
Steam turbine | 0 | 0 | 0 | 0 | 0 | 0 | 0 | 0 | 0 | 0 | 0 | 0 | 0 | 0 | 0 | 0
Solid biomass & waste fired | 0 | 0 | 0 | 0 | 0 | 0 | 0 | 0 | 0 | 0 | 0 | 0 | 0 | 0 | 0 | 0
Integrated gasification combined cycle | 0 | 0 | 0 | 0 | 0 | 0 | 0 | 0 | 0 | 0 | 0 | 0 | 0 | 0 | 0 | 0
Fluidized bed combustion | 0 | 0 | 0 | 0 | 0 | 0 | 0 | 0 | 0 | 0 | 0 | 0 | 0 | 0 | 0 | 0
Steam turbine | 0 | 0 | 0 | 0 | 0 | 0 | 0 | 0 | 0 | 0 | 0 | 0 | 0 | 0 | 0 | 0
Fuel cells | 0 | 0 | 0 | 0 | 0 | 0 | 0 | 0 | 0 | 0 | 0 | 0 | 0 | 0 | 0 | 0
Natural gas fuel cell power plant | 0 | 0 | 0 | 0 | 0 | 0 | 0 | 0 | 0 | 0 | 0 | 0 | 0 | 0 | 0 | 0
Hydrogen fuel cell power plant | 0 | 0 | 0 | 0 | 0 | 0 | 0 | 0 | 0 | 0 | 0 | 0 | 0 | 0 | 0 | 0
Wind | 0 | 0 | 0 | 0 | 0 | 0 | 0 | 0 | 0 | 0 | 0 | 0 | 0 | 0 | 0 | 0
Onshore | 0 | 0 | 0 | 0 | 0 | 0 | 0 | 0 | 0 | 0 | 0 | 0 | 0 | 0 | 0 | 0
Offshore | 0 | 0 | 0 | 0 | 0 | 0 | 0 | 0 | 0 | 0 | 0 | 0 | 0 | 0 | 0 | 0
Solar photovoltaics | 0 | 0 | 0 | 0 | 0 | 0 | 0 | 0 | 0 | 0 | 0 | 0 | 0 | 0 | 0 | 0
Solar thermal | 0 | 0 | 0 | 0 | 0 | 0 | 0 | 0 | 0 | 0 | 0 | 0 | 0 | 0 | 0 | 0
Geothermal | 0 | 0 | 0 | 0 | 0 | 0 | 0 | 0 | 0 | 0 | 0 | 0 | 0 | 0 | 0 | 0
Tide, wave and ocean | 0 | 0 | 0 | 0 | 0 | 0 | 0 | 0 | 0 | 0 | 0 | 0 | 0 | 0 | 0 | 0
Tidal | 0 | 0 | 0 | 0 | 0 | 0 | 0 | 0 | 0 | 0 | 0 | 0 | 0 | 0 | 0 | 0
Wave and ocean | 0 | 0 | 0 | 0 | 0 | 0 | 0 | 0 | 0 | 0 | 0 | 0 | 0 | 0 | 0 | 0
Hydro | 0 | 0 | 0 | 0 | 0 | 0 | 0 | 0 | 0 | 0 | 0 | 0 | 0 | 0 | 0 | 0
Run-of-river | 0 | 0 | 0 | 0 | 0 | 0 | 0 | 0 | 0 | 0 | 0 | 0 | 0 | 0 | 0 | 0
Reservoirs (dams) | 0 | 0 | 0 | 0 | 0 | 0 | 0 | 0 | 0 | 0 | 0 | 0 | 0 | 0 | 0 | 0
Pump storage | 0 | 0 | 0 | 0 | 0 | 0 | 0 | 0 | 0 | 0 | 0 | 0 | 0 | 0 | 0 | 0
Electricity only | 0 | 0 | 0 | 0 | 0 | 0 | 0 | 0 | 0 | 0 | 0 | 0 | 0 | 0 | 0 | 0
Nuclear | 0 | 0 | 0 | 0 | 0 | 0 | 0 | 0 | 0 | 0 | 0 | 0 | 0 | 0 | 0 | 0
Nuclear - current | 0 | 0 | 0 | 0 | 0 | 0 | 0 | 0 | 0 | 0 | 0 | 0 | 0 | 0 | 0 | 0
Nuclear III | 0 | 0 | 0 | 0 | 0 | 0 | 0 | 0 | 0 | 0 | 0 | 0 | 0 | 0 | 0 | 0
Nuclear IV | 0 | 0 | 0 | 0 | 0 | 0 | 0 | 0 | 0 | 0 | 0 | 0 | 0 | 0 | 0 | 0
Conventional thermal | 0 | 0 | 0 | 0 | 0 | 0 | 0 | 0 | 0 | 0 | 0 | 0 | 0 | 0 | 0 | 0
Coal fired | 0 | 0 | 0 | 0 | 0 | 0 | 0 | 0 | 0 | 0 | 0 | 0 | 0 | 0 | 0 | 0
Integrated gasification combined cycle | 0 | 0 | 0 | 0 | 0 | 0 | 0 | 0 | 0 | 0 | 0 | 0 | 0 | 0 | 0 | 0
Supercritical steam turbine | 0 | 0 | 0 | 0 | 0 | 0 | 0 | 0 | 0 | 0 | 0 | 0 | 0 | 0 | 0 | 0
Fluidized bed combustion | 0 | 0 | 0 | 0 | 0 | 0 | 0 | 0 | 0 | 0 | 0 | 0 | 0 | 0 | 0 | 0
Steam turbine | 0 | 0 | 0 | 0 | 0 | 0 | 0 | 0 | 0 | 0 | 0 | 0 | 0 | 0 | 0 | 0
Lignite fired | 0 | 0 | 0 | 0 | 0 | 0 | 0 | 0 | 0 | 0 | 0 | 0 | 0 | 0 | 0 | 0
Integrated gasification combined cycle | 0 | 0 | 0 | 0 | 0 | 0 | 0 | 0 | 0 | 0 | 0 | 0 | 0 | 0 | 0 | 0
Supercritical steam turbine | 0 | 0 | 0 | 0 | 0 | 0 | 0 | 0 | 0 | 0 | 0 | 0 | 0 | 0 | 0 | 0
Fluidized bed combustion | 0 | 0 | 0 | 0 | 0 | 0 | 0 | 0 | 0 | 0 | 0 | 0 | 0 | 0 | 0 | 0
Steam turbine | 0 | 0 | 0 | 0 | 0 | 0 | 0 | 0 | 0 | 0 | 0 | 0 | 0 | 0 | 0 | 0
Gas fired | 0 | 0 | 0 | 0 | 0 | 0 | 0 | 0 | 0 | 0 | 0 | 0 | 0 | 0 | 0 | 0
Gas turbine combined cycle | 0 | 0 | 0 | 0 | 0 | 0 | 0 | 0 | 0 | 0 | 0 | 0 | 0 | 0 | 0 | 0
Gas turbine | 0 | 0 | 0 | 0 | 0 | 0 | 0 | 0 | 0 | 0 | 0 | 0 | 0 | 0 | 0 | 0
Steam turbine | 0 | 0 | 0 | 0 | 0 | 0 | 0 | 0 | 0 | 0 | 0 | 0 | 0 | 0 | 0 | 0
Internal combustion engine | 0 | 0 | 0 | 0 | 0 | 0 | 0 | 0 | 0 | 0 | 0 | 0 | 0 | 0 | 0 | 0
Derived gas fired | 0 | 0 | 0 | 0 | 0 | 0 | 0 | 0 | 0 | 0 | 0 | 0 | 0 | 0 | 0 | 0
Refinery gas fired | 0 | 0 | 0 | 0 | 0 | 0 | 0 | 0 | 0 | 0 | 0 | 0 | 0 | 0 | 0 | 0
Diesel oil fired | 0 | 0 | 0 | 0 | 0 | 0 | 0 | 0 | 0 | 0 | 0 | 0 | 0 | 0 | 0 | 0
Gas turbine combined cycle | 0 | 0 | 0 | 0 | 0 | 0 | 0 | 0 | 0 | 0 | 0 | 0 | 0 | 0 | 0 | 0
Gas turbine | 0 | 0 | 0 | 0 | 0 | 0 | 0 | 0 | 0 | 0 | 0 | 0 | 0 | 0 | 0 | 0
Steam turbine | 0 | 0 | 0 | 0 | 0 | 0 | 0 | 0 | 0 | 0 | 0 | 0 | 0 | 0 | 0 | 0
Internal combustion engine | 0 | 0 | 0 | 0 | 0 | 0 | 0 | 0 | 0 | 0 | 0 | 0 | 0 | 0 | 0 | 0
Fuel Oil fired | 0 | 0 | 0 | 0 | 0 | 0 | 0 | 0 | 0 | 0 | 0 | 0 | 0 | 0 | 0 | 0
Integrated gasification combined cycle | 0 | 0 | 0 | 0 | 0 | 0 | 0 | 0 | 0 | 0 | 0 | 0 | 0 | 0 | 0 | 0
Supercritical steam turbine | 0 | 0 | 0 | 0 | 0 | 0 | 0 | 0 | 0 | 0 | 0 | 0 | 0 | 0 | 0 | 0
Steam turbine | 0 | 0 | 0 | 0 | 0 | 0 | 0 | 0 | 0 | 0 | 0 | 0 | 0 | 0 | 0 | 0
Solid biomass & waste fired | 0 | 0 | 0 | 0 | 0 | 0 | 0 | 0 | 0 | 0 | 0 | 0 | 0 | 0 | 0 | 0
Integrated gasification combined cycle | 0 | 0 | 0 | 0 | 0 | 0 | 0 | 0 | 0 | 0 | 0 | 0 | 0 | 0 | 0 | 0
Fluidized bed combustion | 0 | 0 | 0 | 0 | 0 | 0 | 0 | 0 | 0 | 0 | 0 | 0 | 0 | 0 | 0 | 0
Steam turbine | 0 | 0 | 0 | 0 | 0 | 0 | 0 | 0 | 0 | 0 | 0 | 0 | 0 | 0 | 0 | 0
Fuel cells | 0 | 0 | 0 | 0 | 0 | 0 | 0 | 0 | 0 | 0 | 0 | 0 | 0 | 0 | 0 | 0
Natural gas fuel cell power plant | 0 | 0 | 0 | 0 | 0 | 0 | 0 | 0 | 0 | 0 | 0 | 0 | 0 | 0 | 0 | 0
Hydrogen fuel cell power plant | 0 | 0 | 0 | 0 | 0 | 0 | 0 | 0 | 0 | 0 | 0 | 0 | 0 | 0 | 0 | 0
Wind | 0 | 0 | 0 | 0 | 0 | 0 | 0 | 0 | 0 | 0 | 0 | 0 | 0 | 0 | 0 | 0
Onshore | 0 | 0 | 0 | 0 | 0 | 0 | 0 | 0 | 0 | 0 | 0 | 0 | 0 | 0 | 0 | 0
Offshore | 0 | 0 | 0 | 0 | 0 | 0 | 0 | 0 | 0 | 0 | 0 | 0 | 0 | 0 | 0 | 0
Solar photovoltaics | 0 | 0 | 0 | 0 | 0 | 0 | 0 | 0 | 0 | 0 | 0 | 0 | 0 | 0 | 0 | 0
Solar thermal | 0 | 0 | 0 | 0 | 0 | 0 | 0 | 0 | 0 | 0 | 0 | 0 | 0 | 0 | 0 | 0
Geothermal | 0 | 0 | 0 | 0 | 0 | 0 | 0 | 0 | 0 | 0 | 0 | 0 | 0 | 0 | 0 | 0
Tide, wave and ocean | 0 | 0 | 0 | 0 | 0 | 0 | 0 | 0 | 0 | 0 | 0 | 0 | 0 | 0 | 0 | 0
Tidal | 0 | 0 | 0 | 0 | 0 | 0 | 0 | 0 | 0 | 0 | 0 | 0 | 0 | 0 | 0 | 0
Wave and ocean | 0 | 0 | 0 | 0 | 0 | 0 | 0 | 0 | 0 | 0 | 0 | 0 | 0 | 0 | 0 | 0
Hydro | 0 | 0 | 0 | 0 | 0 | 0 | 0 | 0 | 0 | 0 | 0 | 0 | 0 | 0 | 0 | 0
Run-of-river | 0 | 0 | 0 | 0 | 0 | 0 | 0 | 0 | 0 | 0 | 0 | 0 | 0 | 0 | 0 | 0
Reservoirs (dams) | 0 | 0 | 0 | 0 | 0 | 0 | 0 | 0 | 0 | 0 | 0 | 0 | 0 | 0 | 0 | 0
Pump storage | 0 | 0 | 0 | 0 | 0 | 0 | 0 | 0 | 0 | 0 | 0 | 0 | 0 | 0 | 0 | 0
CHP power plants | 0 | 0 | 0 | 0 | 0 | 0 | 0 | 0 | 0 | 0 | 0 | 0 | 0 | 0 | 0 | 0
Nuclear | 0 | 0 | 0 | 0 | 0 | 0 | 0 | 0 | 0 | 0 | 0 | 0 | 0 | 0 | 0 | 0
Nuclear - current | 0 | 0 | 0 | 0 | 0 | 0 | 0 | 0 | 0 | 0 | 0 | 0 | 0 | 0 | 0 | 0
Nuclear III | 0 | 0 | 0 | 0 | 0 | 0 | 0 | 0 | 0 | 0 | 0 | 0 | 0 | 0 | 0 | 0
Nuclear IV | 0 | 0 | 0 | 0 | 0 | 0 | 0 | 0 | 0 | 0 | 0 | 0 | 0 | 0 | 0 | 0
Conventional thermal | 0 | 0 | 0 | 0 | 0 | 0 | 0 | 0 | 0 | 0 | 0 | 0 | 0 | 0 | 0 | 0
Coal fired | 0 | 0 | 0 | 0 | 0 | 0 | 0 | 0 | 0 | 0 | 0 | 0 | 0 | 0 | 0 | 0
Integrated gasification combined cycle | 0 | 0 | 0 | 0 | 0 | 0 | 0 | 0 | 0 | 0 | 0 | 0 | 0 | 0 | 0 | 0
Supercritical steam turbine | 0 | 0 | 0 | 0 | 0 | 0 | 0 | 0 | 0 | 0 | 0 | 0 | 0 | 0 | 0 | 0
Fluidized bed combustion | 0 | 0 | 0 | 0 | 0 | 0 | 0 | 0 | 0 | 0 | 0 | 0 | 0 | 0 | 0 | 0
Steam turbine | 0 | 0 | 0 | 0 | 0 | 0 | 0 | 0 | 0 | 0 | 0 | 0 | 0 | 0 | 0 | 0
Lignite fired | 0 | 0 | 0 | 0 | 0 | 0 | 0 | 0 | 0 | 0 | 0 | 0 | 0 | 0 | 0 | 0
Integrated gasification combined cycle | 0 | 0 | 0 | 0 | 0 | 0 | 0 | 0 | 0 | 0 | 0 | 0 | 0 | 0 | 0 | 0
Supercritical steam turbine | 0 | 0 | 0 | 0 | 0 | 0 | 0 | 0 | 0 | 0 | 0 | 0 | 0 | 0 | 0 | 0
Fluidized bed combustion | 0 | 0 | 0 | 0 | 0 | 0 | 0 | 0 | 0 | 0 | 0 | 0 | 0 | 0 | 0 | 0
Steam turbine | 0 | 0 | 0 | 0 | 0 | 0 | 0 | 0 | 0 | 0 | 0 | 0 | 0 | 0 | 0 | 0
Gas fired | 0 | 0 | 0 | 0 | 0 | 0 | 0 | 0 | 0 | 0 | 0 | 0 | 0 | 0 | 0 | 0
Gas turbine combined cycle | 0 | 0 | 0 | 0 | 0 | 0 | 0 | 0 | 0 | 0 | 0 | 0 | 0 | 0 | 0 | 0
Gas turbine | 0 | 0 | 0 | 0 | 0 | 0 | 0 | 0 | 0 | 0 | 0 | 0 | 0 | 0 | 0 | 0
Steam turbine | 0 | 0 | 0 | 0 | 0 | 0 | 0 | 0 | 0 | 0 | 0 | 0 | 0 | 0 | 0 | 0
Internal combustion engine | 0 | 0 | 0 | 0 | 0 | 0 | 0 | 0 | 0 | 0 | 0 | 0 | 0 | 0 | 0 | 0
Derived gas fired | 0 | 0 | 0 | 0 | 0 | 0 | 0 | 0 | 0 | 0 | 0 | 0 | 0 | 0 | 0 | 0
Refinery gas fired | 0 | 0 | 0 | 0 | 0 | 0 | 0 | 0 | 0 | 0 | 0 | 0 | 0 | 0 | 0 | 0
Diesel oil fired | 0 | 0 | 0 | 0 | 0 | 0 | 0 | 0 | 0 | 0 | 0 | 0 | 0 | 0 | 0 | 0
Gas turbine combined cycle | 0 | 0 | 0 | 0 | 0 | 0 | 0 | 0 | 0 | 0 | 0 | 0 | 0 | 0 | 0 | 0
Gas turbine | 0 | 0 | 0 | 0 | 0 | 0 | 0 | 0 | 0 | 0 | 0 | 0 | 0 | 0 | 0 | 0
Steam turbine | 0 | 0 | 0 | 0 | 0 | 0 | 0 | 0 | 0 | 0 | 0 | 0 | 0 | 0 | 0 | 0
Internal combustion engine | 0 | 0 | 0 | 0 | 0 | 0 | 0 | 0 | 0 | 0 | 0 | 0 | 0 | 0 | 0 | 0
Fuel Oil fired | 0 | 0 | 0 | 0 | 0 | 0 | 0 | 0 | 0 | 0 | 0 | 0 | 0 | 0 | 0 | 0
Integrated gasification combined cycle | 0 | 0 | 0 | 0 | 0 | 0 | 0 | 0 | 0 | 0 | 0 | 0 | 0 | 0 | 0 | 0
Supercritical steam turbine | 0 | 0 | 0 | 0 | 0 | 0 | 0 | 0 | 0 | 0 | 0 | 0 | 0 | 0 | 0 | 0
Steam turbine | 0 | 0 | 0 | 0 | 0 | 0 | 0 | 0 | 0 | 0 | 0 | 0 | 0 | 0 | 0 | 0
Solid biomass & waste fired | 0 | 0 | 0 | 0 | 0 | 0 | 0 | 0 | 0 | 0 | 0 | 0 | 0 | 0 | 0 | 0
Integrated gasification combined cycle | 0 | 0 | 0 | 0 | 0 | 0 | 0 | 0 | 0 | 0 | 0 | 0 | 0 | 0 | 0 | 0
Fluidized bed combustion | 0 | 0 | 0 | 0 | 0 | 0 | 0 | 0 | 0 | 0 | 0 | 0 | 0 | 0 | 0 | 0
Steam turbine | 0 | 0 | 0 | 0 | 0 | 0 | 0 | 0 | 0 | 0 | 0 | 0 | 0 | 0 | 0 | 0
Electricity only equipped with CCS | 0 | 0 | 0 | 0 | 0 | 0 | 0 | 0 | 0 | 0 | 0 | 0 | 0 | 0 | 0 | 0
Conventional thermal | 0 | 0 | 0 | 0 | 0 | 0 | 0 | 0 | 0 | 0 | 0 | 0 | 0 | 0 | 0 | 0
Coal fired | 0 | 0 | 0 | 0 | 0 | 0 | 0 | 0 | 0 | 0 | 0 | 0 | 0 | 0 | 0 | 0
Integrated gasification combined cycle | 0 | 0 | 0 | 0 | 0 | 0 | 0 | 0 | 0 | 0 | 0 | 0 | 0 | 0 | 0 | 0
Supercritical steam turbine | 0 | 0 | 0 | 0 | 0 | 0 | 0 | 0 | 0 | 0 | 0 | 0 | 0 | 0 | 0 | 0
Fluidized bed combustion | 0 | 0 | 0 | 0 | 0 | 0 | 0 | 0 | 0 | 0 | 0 | 0 | 0 | 0 | 0 | 0
Steam turbine | 0 | 0 | 0 | 0 | 0 | 0 | 0 | 0 | 0 | 0 | 0 | 0 | 0 | 0 | 0 | 0
Lignite fired | 0 | 0 | 0 | 0 | 0 | 0 | 0 | 0 | 0 | 0 | 0 | 0 | 0 | 0 | 0 | 0
Integrated gasification combined cycle | 0 | 0 | 0 | 0 | 0 | 0 | 0 | 0 | 0 | 0 | 0 | 0 | 0 | 0 | 0 | 0
Supercritical steam turbine | 0 | 0 | 0 | 0 | 0 | 0 | 0 | 0 | 0 | 0 | 0 | 0 | 0 | 0 | 0 | 0
Fluidized bed combustion | 0 | 0 | 0 | 0 | 0 | 0 | 0 | 0 | 0 | 0 | 0 | 0 | 0 | 0 | 0 | 0
Steam turbine | 0 | 0 | 0 | 0 | 0 | 0 | 0 | 0 | 0 | 0 | 0 | 0 | 0 | 0 | 0 | 0
Gas fired | 0 | 0 | 0 | 0 | 0 | 0 | 0 | 0 | 0 | 0 | 0 | 0 | 0 | 0 | 0 | 0
Gas turbine combined cycle | 0 | 0 | 0 | 0 | 0 | 0 | 0 | 0 | 0 | 0 | 0 | 0 | 0 | 0 | 0 | 0
Gas turbine | 0 | 0 | 0 | 0 | 0 | 0 | 0 | 0 | 0 | 0 | 0 | 0 | 0 | 0 | 0 | 0
Steam turbine | 0 | 0 | 0 | 0 | 0 | 0 | 0 | 0 | 0 | 0 | 0 | 0 | 0 | 0 | 0 | 0
Internal combustion engine | 0 | 0 | 0 | 0 | 0 | 0 | 0 | 0 | 0 | 0 | 0 | 0 | 0 | 0 | 0 | 0
Derived gas fired | 0 | 0 | 0 | 0 | 0 | 0 | 0 | 0 | 0 | 0 | 0 | 0 | 0 | 0 | 0 | 0
Refinery gas fired | 0 | 0 | 0 | 0 | 0 | 0 | 0 | 0 | 0 | 0 | 0 | 0 | 0 | 0 | 0 | 0
Diesel oil fired | 0 | 0 | 0 | 0 | 0 | 0 | 0 | 0 | 0 | 0 | 0 | 0 | 0 | 0 | 0 | 0
Gas turbine combined cycle | 0 | 0 | 0 | 0 | 0 | 0 | 0 | 0 | 0 | 0 | 0 | 0 | 0 | 0 | 0 | 0
Gas turbine | 0 | 0 | 0 | 0 | 0 | 0 | 0 | 0 | 0 | 0 | 0 | 0 | 0 | 0 | 0 | 0
Steam turbine | 0 | 0 | 0 | 0 | 0 | 0 | 0 | 0 | 0 | 0 | 0 | 0 | 0 | 0 | 0 | 0
Internal combustion engine | 0 | 0 | 0 | 0 | 0 | 0 | 0 | 0 | 0 | 0 | 0 | 0 | 0 | 0 | 0 | 0
Fuel Oil fired | 0 | 0 | 0 | 0 | 0 | 0 | 0 | 0 | 0 | 0 | 0 | 0 | 0 | 0 | 0 | 0
Integrated gasification combined cycle | 0 | 0 | 0 | 0 | 0 | 0 | 0 | 0 | 0 | 0 | 0 | 0 | 0 | 0 | 0 | 0
Supercritical steam turbine | 0 | 0 | 0 | 0 | 0 | 0 | 0 | 0 | 0 | 0 | 0 | 0 | 0 | 0 | 0 | 0
Steam turbine | 0 | 0 | 0 | 0 | 0 | 0 | 0 | 0 | 0 | 0 | 0 | 0 | 0 | 0 | 0 | 0
Solid biomass & waste fired | 0 | 0 | 0 | 0 | 0 | 0 | 0 | 0 | 0 | 0 | 0 | 0 | 0 | 0 | 0 | 0
Integrated gasification combined cycle | 0 | 0 | 0 | 0 | 0 | 0 | 0 | 0 | 0 | 0 | 0 | 0 | 0 | 0 | 0 | 0
Fluidized bed combustion | 0 | 0 | 0 | 0 | 0 | 0 | 0 | 0 | 0 | 0 | 0 | 0 | 0 | 0 | 0 | 0
Steam turbine | 0 | 0 | 0 | 0 | 0 | 0 | 0 | 0 | 0 | 0 | 0 | 0 | 0 | 0 | 0 | 0
CHP power plants equipped with CCS | 0 | 0 | 0 | 0 | 0 | 0 | 0 | 0 | 0 | 0 | 0 | 0 | 0 | 0 | 0 | 0
Conventional thermal | 0 | 0 | 0 | 0 | 0 | 0 | 0 | 0 | 0 | 0 | 0 | 0 | 0 | 0 | 0 | 0
Coal fired | 0 | 0 | 0 | 0 | 0 | 0 | 0 | 0 | 0 | 0 | 0 | 0 | 0 | 0 | 0 | 0
Integrated gasification combined cycle | 0 | 0 | 0 | 0 | 0 | 0 | 0 | 0 | 0 | 0 | 0 | 0 | 0 | 0 | 0 | 0
Supercritical steam turbine | 0 | 0 | 0 | 0 | 0 | 0 | 0 | 0 | 0 | 0 | 0 | 0 | 0 | 0 | 0 | 0
Fluidized bed combustion | 0 | 0 | 0 | 0 | 0 | 0 | 0 | 0 | 0 | 0 | 0 | 0 | 0 | 0 | 0 | 0
Steam turbine | 0 | 0 | 0 | 0 | 0 | 0 | 0 | 0 | 0 | 0 | 0 | 0 | 0 | 0 | 0 | 0
Lignite fired | 0 | 0 | 0 | 0 | 0 | 0 | 0 | 0 | 0 | 0 | 0 | 0 | 0 | 0 | 0 | 0
Integrated gasification combined cycle | 0 | 0 | 0 | 0 | 0 | 0 | 0 | 0 | 0 | 0 | 0 | 0 | 0 | 0 | 0 | 0
Supercritical steam turbine | 0 | 0 | 0 | 0 | 0 | 0 | 0 | 0 | 0 | 0 | 0 | 0 | 0 | 0 | 0 | 0
Fluidized bed combustion | 0 | 0 | 0 | 0 | 0 | 0 | 0 | 0 | 0 | 0 | 0 | 0 | 0 | 0 | 0 | 0
Steam turbine | 0 | 0 | 0 | 0 | 0 | 0 | 0 | 0 | 0 | 0 | 0 | 0 | 0 | 0 | 0 | 0
Gas fired | 0 | 0 | 0 | 0 | 0 | 0 | 0 | 0 | 0 | 0 | 0 | 0 | 0 | 0 | 0 | 0
Gas turbine combined cycle | 0 | 0 | 0 | 0 | 0 | 0 | 0 | 0 | 0 | 0 | 0 | 0 | 0 | 0 | 0 | 0
Gas turbine | 0 | 0 | 0 | 0 | 0 | 0 | 0 | 0 | 0 | 0 | 0 | 0 | 0 | 0 | 0 | 0
Steam turbine | 0 | 0 | 0 | 0 | 0 | 0 | 0 | 0 | 0 | 0 | 0 | 0 | 0 | 0 | 0 | 0
Internal combustion engine | 0 | 0 | 0 | 0 | 0 | 0 | 0 | 0 | 0 | 0 | 0 | 0 | 0 | 0 | 0 | 0
Derived gas fired | 0 | 0 | 0 | 0 | 0 | 0 | 0 | 0 | 0 | 0 | 0 | 0 | 0 | 0 | 0 | 0
Refinery gas fired | 0 | 0 | 0 | 0 | 0 | 0 | 0 | 0 | 0 | 0 | 0 | 0 | 0 | 0 | 0 | 0
Diesel oil fired | 0 | 0 | 0 | 0 | 0 | 0 | 0 | 0 | 0 | 0 | 0 | 0 | 0 | 0 | 0 | 0
Gas turbine combined cycle | 0 | 0 | 0 | 0 | 0 | 0 | 0 | 0 | 0 | 0 | 0 | 0 | 0 | 0 | 0 | 0
Gas turbine | 0 | 0 | 0 | 0 | 0 | 0 | 0 | 0 | 0 | 0 | 0 | 0 | 0 | 0 | 0 | 0
Steam turbine | 0 | 0 | 0 | 0 | 0 | 0 | 0 | 0 | 0 | 0 | 0 | 0 | 0 | 0 | 0 | 0
Internal combustion engine | 0 | 0 | 0 | 0 | 0 | 0 | 0 | 0 | 0 | 0 | 0 | 0 | 0 | 0 | 0 | 0
Fuel Oil fired | 0 | 0 | 0 | 0 | 0 | 0 | 0 | 0 | 0 | 0 | 0 | 0 | 0 | 0 | 0 | 0
Integrated gasification combined cycle | 0 | 0 | 0 | 0 | 0 | 0 | 0 | 0 | 0 | 0 | 0 | 0 | 0 | 0 | 0 | 0
Supercritical steam turbine | 0 | 0 | 0 | 0 | 0 | 0 | 0 | 0 | 0 | 0 | 0 | 0 | 0 | 0 | 0 | 0
Steam turbine | 0 | 0 | 0 | 0 | 0 | 0 | 0 | 0 | 0 | 0 | 0 | 0 | 0 | 0 | 0 | 0
Solid biomass & waste fired | 0 | 0 | 0 | 0 | 0 | 0 | 0 | 0 | 0 | 0 | 0 | 0 | 0 | 0 | 0 | 0
Integrated gasification combined cycle | 0 | 0 | 0 | 0 | 0 | 0 | 0 | 0 | 0 | 0 | 0 | 0 | 0 | 0 | 0 | 0
Fluidized bed combustion | 0 | 0 | 0 | 0 | 0 | 0 | 0 | 0 | 0 | 0 | 0 | 0 | 0 | 0 | 0 | 0
Steam turbine | 0 | 0 | 0 | 0 | 0 | 0 | 0 | 0 | 0 | 0 | 0 | 0 | 0 | 0 | 0 | 0

## System Costs
FR: System costs (in mio € 2010) | 2000 | 2005 | 2010 | 2015 | 2020 | 2025 | 2030 | 2035 | 2040 | 2045 | 2050 | 00-'10 | 10-'20 | 20-'30 | 30-'40 | 40-'50
Total | 18836.7256 | 22671.1925 | 23409.6409 | 21996.8842 | 21362.0788 | 21556.5349 | 20314.2062 | 25252.6356 | 29165.3145 | 31738.9415 | 34861.5712 | 2.1972 | -0.91113 | -0.50171 | 3.6828 | 1.8001
Capacities in operation | 16536.3125 | 21493.0937 | 21526.6422 | 20211.2746 | 19181.6997 | 18868.7359 | 18685.0901 | 25131.8351 | 28511.5791 | 30960.4959 | 33823.2118 | 2.6724 | -1.1467 | -0.26196 | 4.3164 | 1.723
Annuities of capital cost | 1435.6932 | 1727.7838 | 2211.2723 | 3003.276 | 4298.2412 | 4289.1479 | 4179.3758 | 5529.4328 | 12927.6845 | 16965.7801 | 18804.701 | 4.4138 | 6.8722 | -0.28005 | 11.9543 | 3.8185
Other fixed operating costs | 5843.3368 | 6680.9283 | 6445.678 | 6659.7682 | 6858.9303 | 6457.6964 | 6659.6734 | 5812.5426 | 6269.5638 | 6406.6906 | 6440.4158 | 0.98591 | 0.62335 | -0.29438 | -0.60182 | 0.26923
Variable costs | 9257.2825 | 13084.3816 | 12869.6919 | 10548.2304 | 8024.5282 | 8121.8916 | 7846.0409 | 13789.8597 | 9314.3309 | 7588.0252 | 8578.0951 | 3.3495 | -4.6139 | -0.22469 | 1.7302 | -0.82004
Variable operating costs | 3696.92 | 4293.1065 | 3852.9093 | 3907.8667 | 3593.4995 | 3321.4058 | 3327.3607 | 2647.9939 | 2446.6658 | 2374.6241 | 2266.7261 | 0.41414 | -0.6946 | -0.76652 | -3.0277 | -0.76099
Fuel costs | 5560.3625 | 7617.6686 | 8465.2962 | 6437.7646 | 4187.4686 | 4356.4417 | 4178.9201 | 9318.8762 | 5508.1466 | 4039.897 | 5175.9337 | 4.2927 | -6.7968 | -0.020433 | 2.8002 | -0.62015
Direct policy related costs | 0 | 1173.6065 | 551.4864 | 202.5992 | 243.5601 | 444.0441 | 339.76 | 1822.9895 | 1359.5185 | 1173.5041 | 1135.4352 | 0 | -7.8475 | 3.3848 | 14.8739 | -1.785
ETS | 0 | 1173.6065 | 551.4864 | 202.5992 | 243.5601 | 444.0441 | 339.76 | 1822.9895 | 1359.5185 | 1173.5041 | 1135.4352 | 0 | -7.8475 | 3.3848 | 14.8739 | -1.785
Policies promoting energy efficiency | 0 | 0 | 0 | 0 | 0 | 0 | 0 | 0 | 0 | 0 | 0 | 0 | 0 | 0 | 0 | 0
Renewable energies support | 0 | 0 | 0 | 0 | 0 | 0 | 0 | 0 | 0 | 0 | 0 | 0 | 0 | 0 | 0 | 0
Capacities in reserve mode | 2300.4131 | 1178.0988 | 1882.9987 | 1785.6096 | 2180.379 | 2687.799 | 1629.1161 | 120.8004 | 653.7354 | 778.4456 | 1038.3594 | -1.9823 | 1.4771 | -2.8725 | -8.7264 | 4.7357
Annuities of capital cost | 627.9678 | 286.1534 | 550.2926 | 571.4213 | 702.4316 | 799.5228 | 676.0769 | 60.9889 | 452.0436 | 579.6511 | 751.3047 | -1.3117 | 2.471 | -0.38168 | -3.9453 | 5.2116
Other fixed operating costs | 1672.4454 | 891.9454 | 1332.7061 | 1214.1884 | 1477.9474 | 1888.2762 | 953.0392 | 59.8115 | 201.6918 | 198.7945 | 287.0547 | -2.2452 | 1.0398 | -4.2927 | -14.3834 | 3.5923
Investment expenditure | 8151.3329 | 1304.4201 | 6558.9025 | 2813.943 | 8847.7786 | 33.5406 | 3304.3638 | 11564.3761 | 18043.6208 | 10512.3524 | 11669.1508 | -2.1501 | 3.0387 | -9.3797 | 18.5014 | -4.2648
Electricity only power plants | 0 | 0 | 0 | 0 | 0 | 0 | 0 | 0 | 0 | 0 | 0
Capacities in operation | 15214.0675 | 18736.2065 | 18493.0293 | 18413.915 | 18350.8427 | 17884.3579 | 17778.8722 | 23512.3954 | 27267.3615 | 30054.8462 | 29442.3365 | 1.9709 | -0.077154 | -0.31615 | 4.3696 | 0.77038
Annuities of capital cost | 1201.0605 | 1371.582 | 1830.9613 | 2714.5449 | 4163.9808 | 4228.0208 | 4125.9867 | 5508.7567 | 12907.0084 | 16941.395 | 18312.4658 | 4.3065 | 8.5633 | -0.091622 | 12.0804 | 3.56
Other fixed operating costs | 5750.8109 | 6550.6676 | 6311.2749 | 6572.8519 | 6816.6205 | 6417.0054 | 6622.6037 | 5753.9466 | 6231.7662 | 6384.1009 | 6264.3943 | 0.93431 | 0.77324 | -0.28834 | -0.60644 | 0.052235
Variable costs | 8262.1962 | 10813.957 | 10350.7931 | 9126.5182 | 7370.2414 | 7239.3317 | 7030.2818 | 12249.6921 | 8128.5869 | 6729.3503 | 4865.4764 | 2.2793 | -3.3391 | -0.47112 | 1.4622 | -5.0028
Variable operating costs | 3630.3327 | 4180.1236 | 3748.1837 | 3831.4006 | 3563.4473 | 3290.5806 | 3297.5117 | 2588.3727 | 2408.7006 | 2354.1703 | 2106.844 | 0.31998 | -0.50415 | -0.7726 | -3.092 | -1.33
Fuel costs | 4631.8634 | 5757.1123 | 6217.556 | 5145.5258 | 3634.2603 | 3623.2321 | 3502.2313 | 8104.78 | 4638.6262 | 3475.0791 | 2087.0332 | 2.9879 | -5.2281 | -0.36937 | 2.85 | -7.6761
Direct policy related costs | 0 | 876.7211 | 385.0534 | 149.5918 | 172.5338 | 325.519 | 230.5388 | 1556.5395 | 1081.2601 | 900.1009 | 671.5992 | 0 | -7.7141 | 2.9407 | 16.7128 | -4.6506
ETS | 0 | 876.7211 | 385.0534 | 149.5918 | 172.5338 | 325.519 | 230.5388 | 1556.5395 | 1081.2601 | 900.1009 | 671.5992 | 0 | -7.7141 | 2.9407 | 16.7128 | -4.6506
Policies promoting energy efficiency | 0 | 0 | 0 | 0 | 0 | 0 | 0 | 0 | 0 | 0 | 0 | 0 | 0 | 0 | 0 | 0
Renewable energies support | 0 | 0 | 0 | 0 | 0 | 0 | 0 | 0 | 0 | 0 | 0 | 0 | 0 | 0 | 0 | 0
Investment expenditure | 7245.4295 | 1232.3394 | 6156.1387 | 2726.0624 | 8847.7786 | 33.5406 | 3264.8252 | 11564.3761 | 18043.6208 | 10512.3524 | 8068.9068 | -1.616 | 3.6938 | -9.4887 | 18.6442 | -7.7324
CHP power plants | 0 | 0 | 0 | 0 | 0 | 0 | 0 | 0 | 0 | 0 | 0
Capacities in operation | 1322.2449 | 2756.8872 | 3033.6129 | 1797.3595 | 830.857 | 984.378 | 906.2179 | 1619.4397 | 1244.2176 | 905.6497 | 732.2251 | 8.6588 | -12.147 | 0.872 | 3.2206 | -5.1637
Annuities of capital cost | 234.6327 | 356.2019 | 380.311 | 288.7311 | 134.2603 | 61.1271 | 53.3891 | 20.6761 | 20.6761 | 24.3851 | 12.6714 | 4.9482 | -9.8884 | -8.8093 | -9.0502 | -4.7783
Other fixed operating costs | 92.5259 | 130.2607 | 134.4031 | 86.9163 | 42.3099 | 40.691 | 37.0697 | 58.596 | 37.7975 | 22.5897 | 15.6317 | 3.8041 | -10.9153 | -1.3135 | 0.19462 | -8.4509
Variable costs | 995.0863 | 2270.4246 | 2518.8988 | 1421.7122 | 654.2868 | 882.5599 | 815.7591 | 1540.1676 | 1185.744 | 858.6749 | 703.922 | 9.7324 | -12.6112 | 2.2302 | 3.8109 | -5.081
Variable operating costs | 66.5873 | 112.9829 | 104.7256 | 76.4661 | 30.0522 | 30.8252 | 29.849 | 59.6213 | 37.9652 | 20.4537 | 14.503 | 4.6324 | -11.7363 | -0.0678 | 2.4343 | -9.1746
Fuel costs | 928.4991 | 1860.5563 | 2247.7402 | 1292.2388 | 553.2084 | 733.2096 | 676.6888 | 1214.0962 | 869.5205 | 564.8179 | 377.6031 | 9.2437 | -13.0811 | 2.0352 | 2.539 | -8.0026
Direct policy related costs | 0 | 296.8854 | 166.433 | 53.0074 | 71.0263 | 118.5251 | 109.2212 | 266.4501 | 278.2584 | 273.4032 | 311.8159 | 0 | -8.1629 | 4.3972 | 9.803 | 1.1451
ETS | 0 | 296.8854 | 166.433 | 53.0074 | 71.0263 | 118.5251 | 109.2212 | 266.4501 | 278.2584 | 273.4032 | 311.8159 | 0 | -8.1629 | 4.3972 | 9.803 | 1.1451
Policies promoting energy efficiency | 0 | 0 | 0 | 0 | 0 | 0 | 0 | 0 | 0 | 0 | 0 | 0 | 0 | 0 | 0 | 0
Renewable energies support | 0 | 0 | 0 | 0 | 0 | 0 | 0 | 0 | 0 | 0 | 0 | 0 | 0 | 0 | 0 | 0
Investment expenditure | 905.9034 | 72.0808 | 402.7639 | 87.8806 | 0 | 0 | 39.5386 | 0 | 0 | 0 | 0 | -7.786 | 0 | 0 | 0 | 0
Electricity only power plants equipped with CCS | 0 | 0 | 0 | 0 | 0 | 0 | 0 | 0 | 0 | 0 | 0
Capacities in operation | 0 | 0 | 0 | 0 | 0 | 0 | 0 | 0 | 0 | 0 | 3648.6503 | 0 | 0 | 0 | 0 | 0
Annuities of capital cost | 0 | 0 | 0 | 0 | 0 | 0 | 0 | 0 | 0 | 0 | 479.5637 | 0 | 0 | 0 | 0 | 0
Other fixed operating costs | 0 | 0 | 0 | 0 | 0 | 0 | 0 | 0 | 0 | 0 | 160.3898 | 0 | 0 | 0 | 0 | 0
Variable costs | 0 | 0 | 0 | 0 | 0 | 0 | 0 | 0 | 0 | 0 | 3008.6967 | 0 | 0 | 0 | 0 | 0
Variable operating costs | 0 | 0 | 0 | 0 | 0 | 0 | 0 | 0 | 0 | 0 | 145.3791 | 0 | 0 | 0 | 0 | 0
Fuel costs | 0 | 0 | 0 | 0 | 0 | 0 | 0 | 0 | 0 | 0 | 2711.2975 | 0 | 0 | 0 | 0 | 0
Direct policy related costs | 0 | 0 | 0 | 0 | 0 | 0 | 0 | 0 | 0 | 0 | 152.0202 | 0 | 0 | 0 | 0 | 0
ETS | 0 | 0 | 0 | 0 | 0 | 0 | 0 | 0 | 0 | 0 | 152.0202 | 0 | 0 | 0 | 0 | 0
Policies promoting energy efficiency | 0 | 0 | 0 | 0 | 0 | 0 | 0 | 0 | 0 | 0 | 0 | 0 | 0 | 0 | 0 | 0
Renewable energies support | 0 | 0 | 0 | 0 | 0 | 0 | 0 | 0 | 0 | 0 | 0 | 0 | 0 | 0 | 0 | 0
Investment expenditure | 0 | 0 | 0 | 0 | 0 | 0 | 0 | 0 | 0 | 0 | 3600.244 | 0 | 0 | 0 | 0 | 0
CHP power plants equipped with CCS | 0 | 0 | 0 | 0 | 0 | 0 | 0 | 0 | 0 | 0 | 0
Capacities in operation | 0 | 0 | 0 | 0 | 0 | 0 | 0 | 0 | 0 | 0 | 0 | 0 | 0 | 0 | 0 | 0
Annuities of capital cost | 0 | 0 | 0 | 0 | 0 | 0 | 0 | 0 | 0 | 0 | 0 | 0 | 0 | 0 | 0 | 0
Other fixed operating costs | 0 | 0 | 0 | 0 | 0 | 0 | 0 | 0 | 0 | 0 | 0 | 0 | 0 | 0 | 0 | 0
Variable costs | 0 | 0 | 0 | 0 | 0 | 0 | 0 | 0 | 0 | 0 | 0 | 0 | 0 | 0 | 0 | 0
Variable operating costs | 0 | 0 | 0 | 0 | 0 | 0 | 0 | 0 | 0 | 0 | 0 | 0 | 0 | 0 | 0 | 0
Fuel costs | 0 | 0 | 0 | 0 | 0 | 0 | 0 | 0 | 0 | 0 | 0 | 0 | 0 | 0 | 0 | 0
Direct policy related costs | 0 | 0 | 0 | 0 | 0 | 0 | 0 | 0 | 0 | 0 | 0 | 0 | 0 | 0 | 0 | 0
ETS | 0 | 0 | 0 | 0 | 0 | 0 | 0 | 0 | 0 | 0 | 0 | 0 | 0 | 0 | 0 | 0
Policies promoting energy efficiency | 0 | 0 | 0 | 0 | 0 | 0 | 0 | 0 | 0 | 0 | 0 | 0 | 0 | 0 | 0 | 0
Renewable energies support | 0 | 0 | 0 | 0 | 0 | 0 | 0 | 0 | 0 | 0 | 0 | 0 | 0 | 0 | 0 | 0
Investment expenditure | 0 | 0 | 0 | 0 | 0 | 0 | 0 | 0 | 0 | 0 | 0 | 0 | 0 | 0 | 0 | 0

## Unit Costs
FR: Unit costs (in € 2010 per MWh net) | 2000 | 2005 | 2010 | 2015 | 2020 | 2025 | 2030 | 2035 | 2040 | 2045 | 2050 | 00-'10 | 10-'20 | 20-'30 | 30-'40 | 40-'50
Total | 36.5043 | 41.2251 | 43.031 | 40.3911 | 41.6371 | 41.5479 | 38.3312 | 46.8932 | 52.8016 | 55.2132 | 58.0724 | 1.6585 | -0.32875 | -0.82386 | 3.2546 | 0.95603
Capacities in operation | 32.0462 | 39.0828 | 39.5698 | 37.1123 | 37.3873 | 36.3675 | 35.2572 | 46.6689 | 51.618 | 53.859 | 56.3427 | 2.1313 | -0.56573 | -0.5849 | 3.8856 | 0.87966
Annuities of capital cost | 2.7823 | 3.1418 | 4.0647 | 5.5147 | 8.3778 | 8.2669 | 7.8861 | 10.268 | 23.4046 | 29.5137 | 31.3249 | 3.8635 | 7.5003 | -0.60292 | 11.492 | 2.9577
Other fixed operating costs | 11.324 | 12.1485 | 11.8483 | 12.2288 | 13.3688 | 12.4465 | 12.5662 | 10.7937 | 11.3506 | 11.1451 | 10.7284 | 0.45364 | 1.2147 | -0.61721 | -1.0123 | -0.56211
Variable costs | 17.94 | 23.7925 | 23.6568 | 19.3689 | 15.6407 | 15.6541 | 14.8048 | 25.6073 | 16.8629 | 13.2002 | 14.2894 | 2.8048 | -4.0533 | -0.54774 | 1.3101 | -1.6423
Variable operating costs | 7.1644 | 7.8065 | 7.0823 | 7.1757 | 7.0041 | 6.4017 | 6.2785 | 4.9172 | 4.4295 | 4.1309 | 3.7759 | -0.11512 | -0.11095 | -1.0878 | -3.4282 | -1.5838
Fuel costs | 10.7756 | 13.8519 | 15.5607 | 11.8211 | 8.1619 | 8.3966 | 7.8853 | 17.3048 | 9.9721 | 7.0278 | 8.6221 | 3.743 | -6.249 | -0.34415 | 2.3757 | -1.4441
Direct policy related costs | 0 | 2.1341 | 1.0137 | 0.37202 | 0.47473 | 0.85585 | 0.6411 | 3.3852 | 2.4613 | 2.0414 | 1.8914 | 0 | -7.3059 | 3.05 | 14.3995 | -2.5993
ETS | 0 | 2.1341 | 1.0137 | 0.37202 | 0.47473 | 0.85585 | 0.6411 | 3.3852 | 2.4613 | 2.0414 | 1.8914 | 0 | -7.3059 | 3.05 | 14.3995 | -2.5993
Policies promoting energy efficiency | 0 | 0 | 0 | 0 | 0 | 0 | 0 | 0 | 0 | 0 | 0 | 0 | 0 | 0 | 0 | 0
Renewable energies support | 0 | 0 | 0 | 0 | 0 | 0 | 0 | 0 | 0 | 0 | 0 | 0 | 0 | 0 | 0 | 0
Capacities in reserve mode | 4.458 | 2.1422 | 3.4613 | 3.2788 | 4.2498 | 5.1804 | 3.074 | 0.22432 | 1.1835 | 1.3542 | 1.7297 | -2.4989 | 2.0735 | -3.187 | -9.1034 | 3.8673
Annuities of capital cost | 1.217 | 0.52034 | 1.0115 | 1.0493 | 1.3691 | 1.541 | 1.2757 | 0.11325 | 0.81839 | 1.0084 | 1.2515 | -1.8319 | 3.0733 | -0.70423 | -4.342 | 4.3393
Other fixed operating costs | 3.2411 | 1.6219 | 2.4497 | 2.2295 | 2.8807 | 3.6395 | 1.7983 | 0.11107 | 0.36515 | 0.34582 | 0.47818 | -2.7604 | 1.6336 | -4.6026 | -14.737 | 2.7335
Investment capital cost (per KW) | 3752.7602 | 1015.9368 | 1384.1873 | 1225.1244 | 972.0946 | 882.4065 | 1003.7216 | 1431.1094 | 2362.0347 | 923.5971 | 2000.4124 | -9.4925 | -3.4724 | 0.32068 | 8.935 | -1.648
Electricity only power plants | 0 | 0 | 0 | 0 | 0 | 0 | 0 | 0 | 0 | 0 | 0
Capacities in operation | 30.1574 | 35.2406 | 35.0886 | 34.5133 | 36.0936 | 34.8235 | 33.8494 | 44.3134 | 49.778 | 52.5213 | 51.6987 | 1.526 | 0.28279 | -0.6399 | 3.9319 | 0.37931
Annuities of capital cost | 2.3807 | 2.5798 | 3.4741 | 5.0879 | 8.19 | 8.2326 | 7.8555 | 10.3822 | 23.5624 | 29.6054 | 32.1554 | 3.8514 | 8.9543 | -0.41611 | 11.6104 | 3.1581
Other fixed operating costs | 11.3993 | 12.321 | 11.975 | 12.3195 | 13.4074 | 12.4949 | 12.6088 | 10.8444 | 11.3764 | 11.1563 | 10.9998 | 0.49393 | 1.1362 | -0.61218 | -1.0233 | -0.33605
Variable costs | 16.3774 | 20.3398 | 19.6396 | 17.1059 | 14.4963 | 14.0961 | 13.385 | 23.0868 | 14.8392 | 11.7596 | 8.5434 | 1.8331 | -2.9909 | -0.79437 | 1.0367 | -5.3714
Variable operating costs | 7.1961 | 7.8623 | 7.1118 | 7.1812 | 7.0088 | 6.4072 | 6.2782 | 4.8783 | 4.3972 | 4.114 | 3.6995 | -0.11771 | -0.14575 | -1.0949 | -3.4984 | -1.713
Fuel costs | 9.1813 | 10.8284 | 11.7972 | 9.6443 | 7.1481 | 7.055 | 6.6679 | 15.2749 | 8.4681 | 6.0728 | 3.6647 | 2.5386 | -4.8867 | -0.69295 | 2.4187 | -8.0344
Direct policy related costs | 0 | 1.649 | 0.7306 | 0.28038 | 0.33935 | 0.63383 | 0.43893 | 2.9336 | 1.9739 | 1.5729 | 1.1793 | 0 | -7.3817 | 2.6063 | 16.2234 | -5.0206
ETS | 0 | 1.649 | 0.7306 | 0.28038 | 0.33935 | 0.63383 | 0.43893 | 2.9336 | 1.9739 | 1.5729 | 1.1793 | 0 | -7.3817 | 2.6063 | 16.2234 | -5.0206
Policies promoting energy efficiency | 0 | 0 | 0 | 0 | 0 | 0 | 0 | 0 | 0 | 0 | 0 | 0 | 0 | 0 | 0 | 0
Renewable energies support | 0 | 0 | 0 | 0 | 0 | 0 | 0 | 0 | 0 | 0 | 0 | 0 | 0 | 0 | 0 | 0
Investment capital cost (per KW) | 4773.5133 | 1043.5789 | 1340.6342 | 1205.7885 | 972.0946 | 882.4065 | 998.7718 | 1431.1094 | 2362.0347 | 923.5971 | 2128.2691 | -11.9261 | -3.1633 | 0.2711 | 8.9888 | -1.0367
CHP power plants | 0 | 0 | 0 | 0 | 0 | 0 | 0 | 0 | 0 | 0 | 0
Capacities in operation | 114.7259 | 150.8858 | 178.6564 | 162.4151 | 179.4413 | 187.006 | 191.579 | 204.4824 | 271.8252 | 347.9139 | 380.9359 | 4.5287 | 0.043842 | 0.65667 | 3.5605 | 3.4323
Annuities of capital cost | 20.3581 | 19.4951 | 22.3974 | 26.0907 | 28.9964 | 11.6125 | 11.2867 | 2.6107 | 4.5171 | 9.3678 | 6.5922 | 0.95921 | 2.6159 | -9.004 | -8.7507 | 3.8525
Other fixed operating costs | 8.0281 | 7.1292 | 7.9153 | 7.854 | 9.1377 | 7.7302 | 7.8367 | 7.3988 | 8.2577 | 8.6781 | 8.1323 | -0.14139 | 1.4465 | -1.5242 | 0.52456 | -0.15287
Variable costs | 86.3397 | 124.2615 | 148.3437 | 128.4704 | 141.3072 | 167.6632 | 172.4556 | 194.4729 | 259.0504 | 329.8681 | 366.2114 | 5.5616 | -0.48478 | 2.012 | 4.1527 | 3.5225
Variable operating costs | 5.7775 | 6.1836 | 6.1675 | 6.9097 | 6.4904 | 5.856 | 6.3102 | 7.5282 | 8.2943 | 7.8575 | 7.5451 | 0.6554 | 0.51156 | -0.28112 | 2.7716 | -0.9422
Fuel costs | 80.5621 | 101.8292 | 132.3746 | 116.7708 | 119.4771 | 139.2906 | 143.0554 | 153.3007 | 189.9648 | 216.9802 | 196.4458 | 5.0914 | -1.0199 | 1.8174 | 2.8767 | 0.33604
Direct policy related costs | 0 | 16.2487 | 9.8016 | 4.7899 | 15.3396 | 22.5166 | 23.0899 | 33.6439 | 60.7913 | 105.0304 | 162.2204 | 0 | 4.5807 | 4.1743 | 10.1646 | 10.3129
ETS | 0 | 16.2487 | 9.8016 | 4.7899 | 15.3396 | 22.5166 | 23.0899 | 33.6439 | 60.7913 | 105.0304 | 162.2204 | 0 | 4.5807 | 4.1743 | 10.1646 | 10.3129
Policies promoting energy efficiency | 0 | 0 | 0 | 0 | 0 | 0 | 0 | 0 | 0 | 0 | 0 | 0 | 0 | 0 | 0 | 0
Renewable energies support | 0 | 0 | 0 | 0 | 0 | 0 | 0 | 0 | 0 | 0 | 0 | 0 | 0 | 0 | 0 | 0
Investment capital cost (per KW) | 1384.6441 | 699.27 | 2749.4292 | 2437.7423 | 0 | 0 | 1698.9881 | 0 | 0 | 0 | 0 | 7.1002 | 0 | 0 | 0 | 0
Electricity only power plants equipped with CCS | 0 | 0 | 0 | 0 | 0 | 0 | 0 | 0 | 0 | 0 | 0
Capacities in operation | 0 | 0 | 0 | 0 | 0 | 0 | 0 | 0 | 0 | 0 | 126.2889 | 0 | 0 | 0 | 0 | 0
Annuities of capital cost | 0 | 0 | 0 | 0 | 0 | 0 | 0 | 0 | 0 | 0 | 16.5989 | 0 | 0 | 0 | 0 | 0
Other fixed operating costs | 0 | 0 | 0 | 0 | 0 | 0 | 0 | 0 | 0 | 0 | 5.5515 | 0 | 0 | 0 | 0 | 0
Variable costs | 0 | 0 | 0 | 0 | 0 | 0 | 0 | 0 | 0 | 0 | 104.1385 | 0 | 0 | 0 | 0 | 0
Variable operating costs | 0 | 0 | 0 | 0 | 0 | 0 | 0 | 0 | 0 | 0 | 5.0319 | 0 | 0 | 0 | 0 | 0
Fuel costs | 0 | 0 | 0 | 0 | 0 | 0 | 0 | 0 | 0 | 0 | 93.8448 | 0 | 0 | 0 | 0 | 0
Direct policy related costs | 0 | 0 | 0 | 0 | 0 | 0 | 0 | 0 | 0 | 0 | 5.2618 | 0 | 0 | 0 | 0 | 0
ETS | 0 | 0 | 0 | 0 | 0 | 0 | 0 | 0 | 0 | 0 | 5.2618 | 0 | 0 | 0 | 0 | 0
Policies promoting energy efficiency | 0 | 0 | 0 | 0 | 0 | 0 | 0 | 0 | 0 | 0 | 0 | 0 | 0 | 0 | 0 | 0
Renewable energies support | 0 | 0 | 0 | 0 | 0 | 0 | 0 | 0 | 0 | 0 | 0 | 0 | 0 | 0 | 0 | 0
Investment capital cost (per KW) | 0 | 0 | 0 | 0 | 0 | 0 | 0 | 0 | 0 | 0 | 1763.0344 | 0 | 0 | 0 | 0 | 0
CHP power plants equipped with CCS | 0 | 0 | 0 | 0 | 0 | 0 | 0 | 0 | 0 | 0 | 0
Capacities in operation | 0 | 0 | 0 | 0 | 0 | 0 | 0 | 0 | 0 | 0 | 0 | 0 | 0 | 0 | 0 | 0
Annuities of capital cost | 0 | 0 | 0 | 0 | 0 | 0 | 0 | 0 | 0 | 0 | 0 | 0 | 0 | 0 | 0 | 0
Other fixed operating costs | 0 | 0 | 0 | 0 | 0 | 0 | 0 | 0 | 0 | 0 | 0 | 0 | 0 | 0 | 0 | 0
Variable costs | 0 | 0 | 0 | 0 | 0 | 0 | 0 | 0 | 0 | 0 | 0 | 0 | 0 | 0 | 0 | 0
Variable operating costs | 0 | 0 | 0 | 0 | 0 | 0 | 0 | 0 | 0 | 0 | 0 | 0 | 0 | 0 | 0 | 0
Fuel costs | 0 | 0 | 0 | 0 | 0 | 0 | 0 | 0 | 0 | 0 | 0 | 0 | 0 | 0 | 0 | 0
Direct policy related costs | 0 | 0 | 0 | 0 | 0 | 0 | 0 | 0 | 0 | 0 | 0 | 0 | 0 | 0 | 0 | 0
ETS | 0 | 0 | 0 | 0 | 0 | 0 | 0 | 0 | 0 | 0 | 0 | 0 | 0 | 0 | 0 | 0
Policies promoting energy efficiency | 0 | 0 | 0 | 0 | 0 | 0 | 0 | 0 | 0 | 0 | 0 | 0 | 0 | 0 | 0 | 0
Renewable energies support | 0 | 0 | 0 | 0 | 0 | 0 | 0 | 0 | 0 | 0 | 0 | 0 | 0 | 0 | 0 | 0
Investment capital cost (per KW) | 0 | 0 | 0 | 0 | 0 | 0 | 0 | 0 | 0 | 0 | 0 | 0 | 0 | 0 | 0 | 0

## Net Capacities in Operation
FR: Net capacities in operation - representative day (MW) | 2000 | 2005 | 2010 | 2015 | 2020 | 2025 | 2030 | 2035 | 2040 | 2045 | 2050 | 00-'10 | 10-'20 | 20-'30 | 30-'40 | 40-'50
Total | 84971.1172 | 95223.3918 | 97323.7552 | 104931.3572 | 119400.9673 | 116137.0891 | 122650.1666 | 135296.7308 | 155855.8592 | 167337.1681 | 179787.1483 | 1.3666 | 2.0655 | 0.26885 | 2.4249 | 1.4387
Nuclear | 49714.1541 | 57441.7526 | 52832.3859 | 53986.3308 | 52960 | 48546.6667 | 49294.4681 | 34225 | 34679.6 | 34442.4 | 31328.6 | 0.6102 | 0.024128 | -0.71468 | -3.4555 | -1.0111
Nuclear - current | 49714.1541 | 57441.7526 | 52832.3859 | 53986.3308 | 52960 | 48546.6667 | 49294.4681 | 34225 | 34679.6 | 34442.4 | 31328.6 | 0.6102 | 0.024128 | -0.71468 | -3.4555 | -1.0111
Nuclear III | 0 | 0 | 0 | 0 | 0 | 0 | 0 | 0 | 0 | 0 | 0 | 0 | 0 | 0 | 0 | 0
Nuclear IV | 0 | 0 | 0 | 0 | 0 | 0 | 0 | 0 | 0 | 0 | 0 | 0 | 0 | 0 | 0 | 0
Conventional thermal | 10301.6565 | 13577.3411 | 13718.8361 | 9444.5252 | 2782.1603 | 2720.0215 | 2366.2667 | 13944.2864 | 6087.901 | 3766.579 | 4672.5348 | 2.9061 | -14.7476 | -1.6061 | 9.9108 | -2.6113
Coal fired | 4096.4571 | 5140.8676 | 3368.7536 | 1425.982 | 140.7385 | 829.9091 | 606.85 | 19.6 | 14.9 | 0 | 0 | -1.9368 | -27.2062 | 15.7356 | -30.9744 | 0
Integrated gasification combined cycle | 0 | 0 | 0 | 0 | 0 | 0 | 0 | 0 | 0 | 0 | 0 | 0 | 0 | 0 | 0 | 0
Supercritical steam turbine | 0 | 0 | 0 | 0 | 0 | 0 | 0 | 0 | 0 | 0 | 0 | 0 | 0 | 0 | 0 | 0
Fluidized bed combustion | 12.3 | 364.3 | 364.3 | 12.3 | 129.3 | 247.3 | 0 | 0 | 0 | 0 | 0 | 40.3316 | -9.84 | 0 | 0 | 0
Steam turbine | 4084.1571 | 4776.5676 | 3004.4536 | 1413.682 | 11.4385 | 582.6091 | 606.85 | 19.6 | 14.9 | 0 | 0 | -3.0235 | -42.7125 | 48.7549 | -30.9744 | 0
Lignite fired | 0 | 0 | 0 | 0 | 0 | 0 | 0 | 0 | 0 | 0 | 0 | 0 | 0 | 0 | 0 | 0
Integrated gasification combined cycle | 0 | 0 | 0 | 0 | 0 | 0 | 0 | 0 | 0 | 0 | 0 | 0 | 0 | 0 | 0 | 0
Supercritical steam turbine | 0 | 0 | 0 | 0 | 0 | 0 | 0 | 0 | 0 | 0 | 0 | 0 | 0 | 0 | 0 | 0
Fluidized bed combustion | 0 | 0 | 0 | 0 | 0 | 0 | 0 | 0 | 0 | 0 | 0 | 0 | 0 | 0 | 0 | 0
Steam turbine | 0 | 0 | 0 | 0 | 0 | 0 | 0 | 0 | 0 | 0 | 0 | 0 | 0 | 0 | 0 | 0
Gas fired | 3026.313 | 4740.5058 | 5469.9407 | 5676.1302 | 1806.6959 | 949.0684 | 866.3629 | 11814.2431 | 4163.7946 | 2405.2864 | 3859.1525 | 6.0979 | -10.4861 | -7.0859 | 16.9981 | -0.75691
Gas turbine combined cycle | 691.1 | 2500 | 3957.1408 | 4725.7823 | 1517.7106 | 624.7327 | 583.1054 | 11062.4212 | 3365.8762 | 1780.9861 | 3847.7525 | 19.065 | -9.1383 | -9.1226 | 19.1613 | 1.347
Gas turbine | 1109.92 | 896.0778 | 780.6332 | 574.1469 | 90.2372 | 87.8026 | 74.8594 | 27.9167 | 0 | 0 | 0 | -3.4582 | -19.4076 | -1.851 | 0 | 0
Steam turbine | 536 | 638.45 | 475.47 | 320.8348 | 144.9961 | 177.662 | 179.986 | 713.9052 | 797.9184 | 624.3003 | 11.4 | -1.1912 | -11.1979 | 2.1853 | 16.0572 | -34.6125
Internal combustion engine | 689.293 | 705.978 | 256.6967 | 55.3662 | 53.7519 | 58.8711 | 28.4121 | 10 | 0 | 0 | 0 | -9.4055 | -14.4742 | -6.1766 | 0 | 0
Derived gas fired | 771.5 | 754.5 | 561 | 369.3 | 361.3 | 434.9635 | 494.6503 | 516.5653 | 528.7085 | 551.9803 | 551.9803 | -3.1359 | -4.3047 | 3.1913 | 0.66808 | 0.43168
Refinery gas fired | 314 | 307 | 269.5 | 111 | 99 | 72.5089 | 63.9659 | 75.923 | 75.923 | 75.923 | 75.923 | -1.5166 | -9.5294 | -4.2737 | 1.7285 | 0
Diesel oil fired | 241.7446 | 339.1638 | 362.0913 | 315.5353 | 72.48 | 132.776 | 83.28 | 17.4 | 0 | 0 | 0 | 4.1229 | -14.8588 | 1.3987 | 0 | 0
Gas turbine combined cycle | 0 | 0 | 0 | 0 | 0 | 0 | 0 | 0 | 0 | 0 | 0 | 0 | 0 | 0 | 0 | 0
Gas turbine | 241.7446 | 316.3202 | 356.7421 | 287.1208 | 72.48 | 48.48 | 48.48 | 0 | 0 | 0 | 0 | 3.968 | -14.7319 | -3.9418 | 0 | 0
Steam turbine | 0 | 0 | 0 | 0 | 0 | 0 | 0 | 0 | 0 | 0 | 0 | 0 | 0 | 0 | 0 | 0
Internal combustion engine | 0 | 22.8436 | 5.3492 | 28.4145 | 0 | 84.296 | 34.8 | 17.4 | 0 | 0 | 0 | 0 | 0 | 0 | 0 | 0
Fuel Oil fired | 1279.9601 | 1533.0253 | 2504.4805 | 592.5058 | 23.8356 | 5.6989 | 38.98 | 10.5 | 0 | 0 | 0 | 6.9429 | -37.2157 | 5.0417 | 0 | 0
Integrated gasification combined cycle | 0 | 0 | 0 | 0 | 0 | 0 | 0 | 0 | 0 | 0 | 0 | 0 | 0 | 0 | 0 | 0
Supercritical steam turbine | 0 | 0 | 0 | 0 | 0 | 0 | 0 | 0 | 0 | 0 | 0 | 0 | 0 | 0 | 0 | 0
Steam turbine | 1279.9601 | 1533.0253 | 2504.4805 | 592.5058 | 23.8356 | 5.6989 | 38.98 | 10.5 | 0 | 0 | 0 | 6.9429 | -37.2157 | 5.0417 | 0 | 0
Solid biomass & waste fired | 571.6817 | 762.2786 | 1183.07 | 954.0719 | 278.1104 | 295.0967 | 212.1776 | 1490.0551 | 1304.5749 | 733.3894 | 185.479 | 7.5439 | -13.4792 | -2.6697 | 19.916 | -17.7222
Integrated gasification combined cycle | 0 | 0 | 0 | 0 | 0 | 0 | 0 | 0 | 0 | 0 | 0 | 0 | 0 | 0 | 0 | 0
Fluidized bed combustion | 541.6817 | 732.2786 | 1136.7 | 859.7719 | 278.1104 | 209.175 | 170.0442 | 1282.9884 | 946.7316 | 385.5294 | 185.479 | 7.6937 | -13.1325 | -4.8005 | 18.7316 | -15.0415
Steam turbine | 30 | 30 | 46.37 | 94.3 | 0 | 85.9217 | 42.1333 | 207.0667 | 357.8433 | 347.86 | 0 | 4.4508 | 0 | 0 | 23.8531 | 0
Fuel cells | 0 | 0 | 0 | 0 | 0 | 0 | 0 | 0 | 0 | 0 | 0 | 0 | 0 | 0 | 0 | 0
Natural gas fuel cell power plant | 0 | 0 | 0 | 0 | 0 | 0 | 0 | 0 | 0 | 0 | 0 | 0 | 0 | 0 | 0 | 0
Hydrogen fuel cell power plant | 0 | 0 | 0 | 0 | 0 | 0 | 0 | 0 | 0 | 0 | 0 | 0 | 0 | 0 | 0 | 0
Wind | 30.3095 | 494.9042 | 4688.5816 | 9781.9064 | 22760.2375 | 23754.78 | 27690.7617 | 34133.7654 | 45540.1713 | 51743.7871 | 58012.4903 | 65.5565 | 17.1153 | 1.9802 | 5.1008 | 2.4502
Onshore | 30.3095 | 494.9042 | 4688.5816 | 9781.9064 | 22592.8375 | 23389.6083 | 25992.6833 | 29871.2021 | 36473.0946 | 39999.2771 | 44417.4209 | 65.5565 | 17.0288 | 1.4117 | 3.4456 | 1.9901
Offshore | 0 | 0 | 0 | 0 | 167.4 | 365.1717 | 1698.0783 | 4262.5633 | 9067.0767 | 11744.51 | 13595.0694 | 0 | 0 | 26.0725 | 18.2363 | 4.1337
Solar photovoltaics | 5.6173 | 11.199 | 578.9517 | 6308.0029 | 15212.207 | 15829.8835 | 18971.342 | 26576.0165 | 42773.0245 | 50431.7395 | 58559.474 | 58.9687 | 38.6612 | 2.2329 | 8.4694 | 3.1912
Solar thermal | 0 | 0 | 0 | 0 | 0 | 0 | 0 | 0 | 0 | 0 | 0 | 0 | 0 | 0 | 0 | 0
Geothermal | 0 | 0 | 0 | 0 | 0 | 0 | 0 | 0 | 0 | 0 | 0 | 0 | 0 | 0 | 0 | 0
Tide, wave and ocean | 80 | 80 | 80 | 80 | 69.5455 | 69.5455 | 69.5455 | 69.5455 | 69.5455 | 69.5455 | 130.9322 | 0 | -1.3907 | 0 | 0 | 6.5314
Tidal | 80 | 80 | 80 | 80 | 69.5455 | 69.5455 | 69.5455 | 69.5455 | 69.5455 | 69.5455 | 130.9322 | 0 | -1.3907 | 0 | 0 | 6.5314
Wave and ocean | 0 | 0 | 0 | 0 | 0 | 0 | 0 | 0 | 0 | 0 | 0 | 0 | 0 | 0 | 0 | 0
Hydro | 18261.7479 | 16611.587 | 18447.4 | 18352.992 | 18639.217 | 18238.592 | 17280.1827 | 19370.517 | 19728.017 | 19905.517 | 20105.517 | 0.1012 | 0.1035 | -0.75422 | 1.3336 | 0.18972
Run-of-river | 8546.739 | 8576.122 | 8697.0911 | 8661.6831 | 8855.9081 | 8987.7081 | 9293.8081 | 9587.2081 | 9944.7081 | 10122.2081 | 10322.2081 | 0.17454 | 0.18113 | 0.4838 | 0.67922 | 0.37327
Reservoirs (dams) | 9715.0089 | 8035.465 | 9750.3089 | 9691.3089 | 9783.3089 | 9250.8839 | 7986.3746 | 9783.3089 | 9783.3089 | 9783.3089 | 9783.3089 | 0.036276 | 0.033794 | -2.009 | 2.0501 | 0
Pump storage | 6577.632 | 7006.608 | 6977.6 | 6977.6 | 6977.6 | 6977.6 | 6977.6 | 6977.6 | 6977.6 | 6977.6 | 6977.6 | 0.59205 | 0 | 0 | 0 | 0
Electricity only | 81667.6949 | 90651.3759 | 93248.0116 | 102685.172 | 118042.1715 | 114838.8323 | 121408.252 | 133873.8718 | 155089.3364 | 166833.1171 | 175546.0146 | 1.3349 | 2.3858 | 0.28156 | 2.4786 | 1.2467
Nuclear | 49714.1541 | 57441.7526 | 52832.3859 | 53986.3308 | 52960 | 48546.6667 | 49294.4681 | 34225 | 34679.6 | 34442.4 | 31328.6 | 0.6102 | 0.024128 | -0.71468 | -3.4555 | -1.0111
Nuclear - current | 49714.1541 | 57441.7526 | 52832.3859 | 53986.3308 | 52960 | 48546.6667 | 49294.4681 | 34225 | 34679.6 | 34442.4 | 31328.6 | 0.6102 | 0.024128 | -0.71468 | -3.4555 | -1.0111
Nuclear III | 0 | 0 | 0 | 0 | 0 | 0 | 0 | 0 | 0 | 0 | 0 | 0 | 0 | 0 | 0 | 0
Nuclear IV | 0 | 0 | 0 | 0 | 0 | 0 | 0 | 0 | 0 | 0 | 0 | 0 | 0 | 0 | 0 | 0
Conventional thermal | 6998.2341 | 9005.3251 | 9643.0925 | 7198.34 | 1423.3645 | 1421.7647 | 1124.3521 | 12521.4274 | 5321.3782 | 3262.5281 | 431.4011 | 3.2578 | -17.4133 | -2.3306 | 16.8186 | -22.2168
Coal fired | 3941.9397 | 4808.071 | 3141.0591 | 1399.7651 | 122.7 | 815 | 580 | 0 | 0 | 0 | 0 | -2.2455 | -27.6936 | 16.8042 | 0 | 0
Integrated gasification combined cycle | 0 | 0 | 0 | 0 | 0 | 0 | 0 | 0 | 0 | 0 | 0 | 0 | 0 | 0 | 0 | 0
Supercritical steam turbine | 0 | 0 | 0 | 0 | 0 | 0 | 0 | 0 | 0 | 0 | 0 | 0 | 0 | 0 | 0 | 0
Fluidized bed combustion | 0 | 352 | 352 | 0 | 117 | 235 | 0 | 0 | 0 | 0 | 0 | 0 | -10.4296 | 0 | 0 | 0
Steam turbine | 3941.9397 | 4456.071 | 2789.0591 | 1399.7651 | 5.7 | 580 | 580 | 0 | 0 | 0 | 0 | -3.4005 | -46.1679 | 58.7652 | 0 | 0
Lignite fired | 0 | 0 | 0 | 0 | 0 | 0 | 0 | 0 | 0 | 0 | 0 | 0 | 0 | 0 | 0 | 0
Integrated gasification combined cycle | 0 | 0 | 0 | 0 | 0 | 0 | 0 | 0 | 0 | 0 | 0 | 0 | 0 | 0 | 0 | 0
Supercritical steam turbine | 0 | 0 | 0 | 0 | 0 | 0 | 0 | 0 | 0 | 0 | 0 | 0 | 0 | 0 | 0 | 0
Fluidized bed combustion | 0 | 0 | 0 | 0 | 0 | 0 | 0 | 0 | 0 | 0 | 0 | 0 | 0 | 0 | 0 | 0
Steam turbine | 0 | 0 | 0 | 0 | 0 | 0 | 0 | 0 | 0 | 0 | 0 | 0 | 0 | 0 | 0 | 0
Gas fired | 606.77 | 1450.0978 | 2756.4408 | 4212.321 | 860.3456 | 52.932 | 47.3404 | 11171.1776 | 4030.8021 | 2378.0164 | 0 | 16.3409 | -10.9913 | -25.1734 | 55.961 | 0
Gas turbine combined cycle | 112 | 1299.3 | 2756.4408 | 3781.9561 | 860.3456 | 47.1727 | 47.3404 | 10601.6213 | 3365.8762 | 1780.9861 | 0 | 37.7568 | -10.9913 | -25.1734 | 53.1746 | 0
Gas turbine | 299.32 | 44.1478 | 0 | 375.4649 | 0 | 0 | 0 | 0 | 0 | 0 | 0 | 0 | 0 | 0 | 0 | 0
Steam turbine | 107.25 | 106.65 | 0 | 54.9 | 0 | 5.7593 | 0 | 569.5564 | 664.9259 | 597.0303 | 0 | 0 | 0 | 0 | 0 | 0
Internal combustion engine | 88.2 | 0 | 0 | 0 | 0 | 0 | 0 | 0 | 0 | 0 | 0 | 0 | 0 | 0 | 0 | 0
Derived gas fired | 698.4 | 681.4 | 497.4 | 353.7 | 345.7 | 382.8198 | 401.563 | 400.2061 | 412.3493 | 412.3493 | 412.3493 | -3.337 | -3.5728 | 1.5092 | 0.26542 | 0
Refinery gas fired | 0 | 0 | 0 | 32.5 | 32.5 | 19.0518 | 19.0518 | 19.0518 | 19.0518 | 19.0518 | 19.0518 | 0 | 0 | -5.2006 | 0 | 0
Diesel oil fired | 241.7446 | 283.2105 | 308.2621 | 266.0018 | 24 | 84.296 | 34.8 | 17.4 | 0 | 0 | 0 | 2.4605 | -22.5308 | 3.7855 | 0 | 0
Gas turbine combined cycle | 0 | 0 | 0 | 0 | 0 | 0 | 0 | 0 | 0 | 0 | 0 | 0 | 0 | 0 | 0 | 0
Gas turbine | 241.7446 | 267.8402 | 308.2621 | 238.6408 | 24 | 0 | 0 | 0 | 0 | 0 | 0 | 2.4605 | -22.5308 | 0 | 0 | 0
Steam turbine | 0 | 0 | 0 | 0 | 0 | 0 | 0 | 0 | 0 | 0 | 0 | 0 | 0 | 0 | 0 | 0
Internal combustion engine | 0 | 15.3704 | 0 | 27.361 | 0 | 84.296 | 34.8 | 17.4 | 0 | 0 | 0 | 0 | 0 | 0 | 0 | 0
Fuel Oil fired | 1279.9601 | 1388.3367 | 2353.2805 | 576.7567 | 12.28 | 2.81 | 28.48 | 0 | 0 | 0 | 0 | 6.2791 | -40.8775 | 8.7763 | 0 | 0
Integrated gasification combined cycle | 0 | 0 | 0 | 0 | 0 | 0 | 0 | 0 | 0 | 0 | 0 | 0 | 0 | 0 | 0 | 0
Supercritical steam turbine | 0 | 0 | 0 | 0 | 0 | 0 | 0 | 0 | 0 | 0 | 0 | 0 | 0 | 0 | 0 | 0
Steam turbine | 1279.9601 | 1388.3367 | 2353.2805 | 576.7567 | 12.28 | 2.81 | 28.48 | 0 | 0 | 0 | 0 | 6.2791 | -40.8775 | 8.7763 | 0 | 0
Solid biomass & waste fired | 229.4197 | 394.2091 | 586.65 | 357.2952 | 25.8389 | 64.855 | 13.1168 | 913.5917 | 859.1749 | 453.1105 | 0 | 9.8436 | -26.8205 | -6.5551 | 51.9236 | 0
Integrated gasification combined cycle | 0 | 0 | 0 | 0 | 0 | 0 | 0 | 0 | 0 | 0 | 0 | 0 | 0 | 0 | 0 | 0
Fluidized bed combustion | 229.4197 | 394.2091 | 570.28 | 326.1952 | 25.8389 | 0 | 13.1168 | 727.5917 | 543.4649 | 121.8505 | 0 | 9.5332 | -26.6131 | -6.5551 | 45.1223 | 0
Steam turbine | 0 | 0 | 16.37 | 31.1 | 0 | 64.855 | 0 | 186 | 315.71 | 331.26 | 0 | 0 | 0 | 0 | 0 | 0
Fuel cells | 0 | 0 | 0 | 0 | 0 | 0 | 0 | 0 | 0 | 0 | 0 | 0 | 0 | 0 | 0 | 0
Natural gas fuel cell power plant | 0 | 0 | 0 | 0 | 0 | 0 | 0 | 0 | 0 | 0 | 0 | 0 | 0 | 0 | 0 | 0
Hydrogen fuel cell power plant | 0 | 0 | 0 | 0 | 0 | 0 | 0 | 0 | 0 | 0 | 0 | 0 | 0 | 0 | 0 | 0
Wind | 30.3095 | 494.9042 | 4688.5816 | 9781.9064 | 22760.2375 | 23754.78 | 27690.7617 | 34133.7654 | 45540.1713 | 51743.7871 | 58012.4903 | 65.5565 | 17.1153 | 1.9802 | 5.1008 | 2.4502
Onshore | 30.3095 | 494.9042 | 4688.5816 | 9781.9064 | 22592.8375 | 23389.6083 | 25992.6833 | 29871.2021 | 36473.0946 | 39999.2771 | 44417.4209 | 65.5565 | 17.0288 | 1.4117 | 3.4456 | 1.9901
Offshore | 0 | 0 | 0 | 0 | 167.4 | 365.1717 | 1698.0783 | 4262.5633 | 9067.0767 | 11744.51 | 13595.0694 | 0 | 0 | 26.0725 | 18.2363 | 4.1337
Solar photovoltaics | 5.6173 | 11.199 | 578.9517 | 6308.0029 | 15212.207 | 15829.8835 | 18971.342 | 26576.0165 | 42773.0245 | 50431.7395 | 58559.474 | 58.9687 | 38.6612 | 2.2329 | 8.4694 | 3.1912
Solar thermal | 0 | 0 | 0 | 0 | 0 | 0 | 0 | 0 | 0 | 0 | 0 | 0 | 0 | 0 | 0 | 0
Geothermal | 0 | 0 | 0 | 0 | 0 | 0 | 0 | 0 | 0 | 0 | 0 | 0 | 0 | 0 | 0 | 0
Tide, wave and ocean | 80 | 80 | 80 | 80 | 69.5455 | 69.5455 | 69.5455 | 69.5455 | 69.5455 | 69.5455 | 130.9322 | 0 | -1.3907 | 0 | 0 | 6.5314
Tidal | 80 | 80 | 80 | 80 | 69.5455 | 69.5455 | 69.5455 | 69.5455 | 69.5455 | 69.5455 | 130.9322 | 0 | -1.3907 | 0 | 0 | 6.5314
Wave and ocean | 0 | 0 | 0 | 0 | 0 | 0 | 0 | 0 | 0 | 0 | 0 | 0 | 0 | 0 | 0 | 0
Hydro | 18261.7479 | 16611.587 | 18447.4 | 18352.992 | 18639.217 | 18238.592 | 17280.1827 | 19370.517 | 19728.017 | 19905.517 | 20105.517 | 0.1012 | 0.1035 | -0.75422 | 1.3336 | 0.18972
Run-of-river | 8546.739 | 8576.122 | 8697.0911 | 8661.6831 | 8855.9081 | 8987.7081 | 9293.8081 | 9587.2081 | 9944.7081 | 10122.2081 | 10322.2081 | 0.17454 | 0.18113 | 0.4838 | 0.67922 | 0.37327
Reservoirs (dams) | 9715.0089 | 8035.465 | 9750.3089 | 9691.3089 | 9783.3089 | 9250.8839 | 7986.3746 | 9783.3089 | 9783.3089 | 9783.3089 | 9783.3089 | 0.036276 | 0.033794 | -2.009 | 2.0501 | 0
Pump storage | 6577.632 | 7006.608 | 6977.6 | 6977.6 | 6977.6 | 6977.6 | 6977.6 | 6977.6 | 6977.6 | 6977.6 | 6977.6 | 0.59205 | 0 | 0 | 0 | 0
CHP power plants | 3303.4223 | 4572.0159 | 4075.7436 | 2246.1852 | 1358.7958 | 1298.2568 | 1241.9146 | 1422.859 | 766.5228 | 504.051 | 393.3811 | 2.1232 | -10.4027 | -0.89541 | -4.7109 | -6.4532
Nuclear | 0 | 0 | 0 | 0 | 0 | 0 | 0 | 0 | 0 | 0 | 0 | 0 | 0 | 0 | 0 | 0
Nuclear - current | 0 | 0 | 0 | 0 | 0 | 0 | 0 | 0 | 0 | 0 | 0 | 0 | 0 | 0 | 0 | 0
Nuclear III | 0 | 0 | 0 | 0 | 0 | 0 | 0 | 0 | 0 | 0 | 0 | 0 | 0 | 0 | 0 | 0
Nuclear IV | 0 | 0 | 0 | 0 | 0 | 0 | 0 | 0 | 0 | 0 | 0 | 0 | 0 | 0 | 0 | 0
Conventional thermal | 3303.4223 | 4572.0159 | 4075.7436 | 2246.1852 | 1358.7958 | 1298.2568 | 1241.9146 | 1422.859 | 766.5228 | 504.051 | 393.3811 | 2.1232 | -10.4027 | -0.89541 | -4.7109 | -6.4532
Coal fired | 154.5174 | 332.7966 | 227.6945 | 26.2168 | 18.0385 | 14.9091 | 26.85 | 19.6 | 14.9 | 0 | 0 | 3.9531 | -22.3959 | 4.0578 | -5.719 | 0
Integrated gasification combined cycle | 0 | 0 | 0 | 0 | 0 | 0 | 0 | 0 | 0 | 0 | 0 | 0 | 0 | 0 | 0 | 0
Supercritical steam turbine | 0 | 0 | 0 | 0 | 0 | 0 | 0 | 0 | 0 | 0 | 0 | 0 | 0 | 0 | 0 | 0
Fluidized bed combustion | 12.3 | 12.3 | 12.3 | 12.3 | 12.3 | 12.3 | 0 | 0 | 0 | 0 | 0 | 0 | 0 | 0 | 0 | 0
Steam turbine | 142.2174 | 320.4966 | 215.3945 | 13.9168 | 5.7385 | 2.6091 | 26.85 | 19.6 | 14.9 | 0 | 0 | 4.2385 | -30.4085 | 16.685 | -5.719 | 0
Lignite fired | 0 | 0 | 0 | 0 | 0 | 0 | 0 | 0 | 0 | 0 | 0 | 0 | 0 | 0 | 0 | 0
Integrated gasification combined cycle | 0 | 0 | 0 | 0 | 0 | 0 | 0 | 0 | 0 | 0 | 0 | 0 | 0 | 0 | 0 | 0
Supercritical steam turbine | 0 | 0 | 0 | 0 | 0 | 0 | 0 | 0 | 0 | 0 | 0 | 0 | 0 | 0 | 0 | 0
Fluidized bed combustion | 0 | 0 | 0 | 0 | 0 | 0 | 0 | 0 | 0 | 0 | 0 | 0 | 0 | 0 | 0 | 0
Steam turbine | 0 | 0 | 0 | 0 | 0 | 0 | 0 | 0 | 0 | 0 | 0 | 0 | 0 | 0 | 0 | 0
Gas fired | 2419.543 | 3290.408 | 2713.4999 | 1463.8092 | 946.3503 | 896.1364 | 819.0225 | 643.0654 | 132.9925 | 27.27 | 11.4 | 1.1532 | -9.998 | -1.4346 | -16.6217 | -21.7818
Gas turbine combined cycle | 579.1 | 1200.7 | 1200.7 | 943.8262 | 657.365 | 577.56 | 535.765 | 460.8 | 0 | 0 | 0 | 7.5643 | -5.8463 | -2.0247 | 0 | 0
Gas turbine | 810.6 | 851.93 | 780.6332 | 198.682 | 90.2372 | 87.8026 | 74.8594 | 27.9167 | 0 | 0 | 0 | -0.37598 | -19.4076 | -1.851 | 0 | 0
Steam turbine | 428.75 | 531.8 | 475.47 | 265.9348 | 144.9961 | 171.9027 | 179.986 | 144.3487 | 132.9925 | 27.27 | 11.4 | 1.0397 | -11.1979 | 2.1853 | -2.9805 | -21.7818
Internal combustion engine | 601.093 | 705.978 | 256.6967 | 55.3662 | 53.7519 | 58.8711 | 28.4121 | 10 | 0 | 0 | 0 | -8.1566 | -14.4742 | -6.1766 | 0 | 0
Derived gas fired | 73.1 | 73.1 | 63.6 | 15.6 | 15.6 | 52.1437 | 93.0873 | 116.3592 | 116.3592 | 139.631 | 139.631 | -1.3825 | -13.1106 | 19.5574 | 2.2565 | 1.8399
Refinery gas fired | 314 | 307 | 269.5 | 78.5 | 66.5 | 53.457 | 44.9141 | 56.8711 | 56.8711 | 56.8711 | 56.8711 | -1.5166 | -13.0587 | -3.8485 | 2.3884 | 0
Diesel oil fired | 0 | 55.9533 | 53.8292 | 49.5335 | 48.48 | 48.48 | 48.48 | 0 | 0 | 0 | 0 | 0 | -1.0412 | 0 | 0 | 0
Gas turbine combined cycle | 0 | 0 | 0 | 0 | 0 | 0 | 0 | 0 | 0 | 0 | 0 | 0 | 0 | 0 | 0 | 0
Gas turbine | 0 | 48.48 | 48.48 | 48.48 | 48.48 | 48.48 | 48.48 | 0 | 0 | 0 | 0 | 0 | 0 | 0 | 0 | 0
Steam turbine | 0 | 0 | 0 | 0 | 0 | 0 | 0 | 0 | 0 | 0 | 0 | 0 | 0 | 0 | 0 | 0
Internal combustion engine | 0 | 7.4733 | 5.3492 | 1.0535 | 0 | 0 | 0 | 0 | 0 | 0 | 0 | 0 | 0 | 0 | 0 | 0
Fuel Oil fired | 0 | 144.6886 | 151.2 | 15.749 | 11.5556 | 2.8889 | 10.5 | 10.5 | 0 | 0 | 0 | 0 | -22.6743 | -0.95334 | 0 | 0
Integrated gasification combined cycle | 0 | 0 | 0 | 0 | 0 | 0 | 0 | 0 | 0 | 0 | 0 | 0 | 0 | 0 | 0 | 0
Supercritical steam turbine | 0 | 0 | 0 | 0 | 0 | 0 | 0 | 0 | 0 | 0 | 0 | 0 | 0 | 0 | 0 | 0
Steam turbine | 0 | 144.6886 | 151.2 | 15.749 | 11.5556 | 2.8889 | 10.5 | 10.5 | 0 | 0 | 0 | 0 | -22.6743 | -0.95334 | 0 | 0
Solid biomass & waste fired | 342.2619 | 368.0695 | 596.42 | 596.7767 | 252.2715 | 230.2417 | 199.0607 | 576.4633 | 445.4 | 280.2789 | 185.479 | 5.7108 | -8.2446 | -2.3411 | 8.3868 | -8.3876
Integrated gasification combined cycle | 0 | 0 | 0 | 0 | 0 | 0 | 0 | 0 | 0 | 0 | 0 | 0 | 0 | 0 | 0 | 0
Fluidized bed combustion | 312.2619 | 338.0695 | 566.42 | 533.5767 | 252.2715 | 209.175 | 156.9274 | 555.3967 | 403.2667 | 263.6789 | 185.479 | 6.1358 | -7.7698 | -4.6363 | 9.8979 | -7.4726
Steam turbine | 30 | 30 | 30 | 63.2 | 0 | 21.0667 | 42.1333 | 21.0667 | 42.1333 | 16.6 | 0 | 0 | 0 | 0 | 0 | 0
Electricity only equipped with CCS | 0 | 0 | 0 | 0 | 0 | 0 | 0 | 0 | 0 | 0 | 3847.7525 | 0 | 0 | 0 | 0 | 0
Conventional thermal | 0 | 0 | 0 | 0 | 0 | 0 | 0 | 0 | 0 | 0 | 3847.7525 | 0 | 0 | 0 | 0 | 0
Coal fired | 0 | 0 | 0 | 0 | 0 | 0 | 0 | 0 | 0 | 0 | 0 | 0 | 0 | 0 | 0 | 0
Integrated gasification combined cycle | 0 | 0 | 0 | 0 | 0 | 0 | 0 | 0 | 0 | 0 | 0 | 0 | 0 | 0 | 0 | 0
Supercritical steam turbine | 0 | 0 | 0 | 0 | 0 | 0 | 0 | 0 | 0 | 0 | 0 | 0 | 0 | 0 | 0 | 0
Fluidized bed combustion | 0 | 0 | 0 | 0 | 0 | 0 | 0 | 0 | 0 | 0 | 0 | 0 | 0 | 0 | 0 | 0
Steam turbine | 0 | 0 | 0 | 0 | 0 | 0 | 0 | 0 | 0 | 0 | 0 | 0 | 0 | 0 | 0 | 0
Lignite fired | 0 | 0 | 0 | 0 | 0 | 0 | 0 | 0 | 0 | 0 | 0 | 0 | 0 | 0 | 0 | 0
Integrated gasification combined cycle | 0 | 0 | 0 | 0 | 0 | 0 | 0 | 0 | 0 | 0 | 0 | 0 | 0 | 0 | 0 | 0
Supercritical steam turbine | 0 | 0 | 0 | 0 | 0 | 0 | 0 | 0 | 0 | 0 | 0 | 0 | 0 | 0 | 0 | 0
Fluidized bed combustion | 0 | 0 | 0 | 0 | 0 | 0 | 0 | 0 | 0 | 0 | 0 | 0 | 0 | 0 | 0 | 0
Steam turbine | 0 | 0 | 0 | 0 | 0 | 0 | 0 | 0 | 0 | 0 | 0 | 0 | 0 | 0 | 0 | 0
Gas fired | 0 | 0 | 0 | 0 | 0 | 0 | 0 | 0 | 0 | 0 | 3847.7525 | 0 | 0 | 0 | 0 | 0
Gas turbine combined cycle | 0 | 0 | 0 | 0 | 0 | 0 | 0 | 0 | 0 | 0 | 3847.7525 | 0 | 0 | 0 | 0 | 0
Gas turbine | 0 | 0 | 0 | 0 | 0 | 0 | 0 | 0 | 0 | 0 | 0 | 0 | 0 | 0 | 0 | 0
Steam turbine | 0 | 0 | 0 | 0 | 0 | 0 | 0 | 0 | 0 | 0 | 0 | 0 | 0 | 0 | 0 | 0
Internal combustion engine | 0 | 0 | 0 | 0 | 0 | 0 | 0 | 0 | 0 | 0 | 0 | 0 | 0 | 0 | 0 | 0
Derived gas fired | 0 | 0 | 0 | 0 | 0 | 0 | 0 | 0 | 0 | 0 | 0 | 0 | 0 | 0 | 0 | 0
Refinery gas fired | 0 | 0 | 0 | 0 | 0 | 0 | 0 | 0 | 0 | 0 | 0 | 0 | 0 | 0 | 0 | 0
Diesel oil fired | 0 | 0 | 0 | 0 | 0 | 0 | 0 | 0 | 0 | 0 | 0 | 0 | 0 | 0 | 0 | 0
Gas turbine combined cycle | 0 | 0 | 0 | 0 | 0 | 0 | 0 | 0 | 0 | 0 | 0 | 0 | 0 | 0 | 0 | 0
Gas turbine | 0 | 0 | 0 | 0 | 0 | 0 | 0 | 0 | 0 | 0 | 0 | 0 | 0 | 0 | 0 | 0
Steam turbine | 0 | 0 | 0 | 0 | 0 | 0 | 0 | 0 | 0 | 0 | 0 | 0 | 0 | 0 | 0 | 0
Internal combustion engine | 0 | 0 | 0 | 0 | 0 | 0 | 0 | 0 | 0 | 0 | 0 | 0 | 0 | 0 | 0 | 0
Fuel Oil fired | 0 | 0 | 0 | 0 | 0 | 0 | 0 | 0 | 0 | 0 | 0 | 0 | 0 | 0 | 0 | 0
Integrated gasification combined cycle | 0 | 0 | 0 | 0 | 0 | 0 | 0 | 0 | 0 | 0 | 0 | 0 | 0 | 0 | 0 | 0
Supercritical steam turbine | 0 | 0 | 0 | 0 | 0 | 0 | 0 | 0 | 0 | 0 | 0 | 0 | 0 | 0 | 0 | 0
Steam turbine | 0 | 0 | 0 | 0 | 0 | 0 | 0 | 0 | 0 | 0 | 0 | 0 | 0 | 0 | 0 | 0
Solid biomass & waste fired | 0 | 0 | 0 | 0 | 0 | 0 | 0 | 0 | 0 | 0 | 0 | 0 | 0 | 0 | 0 | 0
Integrated gasification combined cycle | 0 | 0 | 0 | 0 | 0 | 0 | 0 | 0 | 0 | 0 | 0 | 0 | 0 | 0 | 0 | 0
Fluidized bed combustion | 0 | 0 | 0 | 0 | 0 | 0 | 0 | 0 | 0 | 0 | 0 | 0 | 0 | 0 | 0 | 0
Steam turbine | 0 | 0 | 0 | 0 | 0 | 0 | 0 | 0 | 0 | 0 | 0 | 0 | 0 | 0 | 0 | 0
CHP power plants equipped with CCS | 0 | 0 | 0 | 0 | 0 | 0 | 0 | 0 | 0 | 0 | 0 | 0 | 0 | 0 | 0 | 0
Conventional thermal | 0 | 0 | 0 | 0 | 0 | 0 | 0 | 0 | 0 | 0 | 0 | 0 | 0 | 0 | 0 | 0
Coal fired | 0 | 0 | 0 | 0 | 0 | 0 | 0 | 0 | 0 | 0 | 0 | 0 | 0 | 0 | 0 | 0
Integrated gasification combined cycle | 0 | 0 | 0 | 0 | 0 | 0 | 0 | 0 | 0 | 0 | 0 | 0 | 0 | 0 | 0 | 0
Supercritical steam turbine | 0 | 0 | 0 | 0 | 0 | 0 | 0 | 0 | 0 | 0 | 0 | 0 | 0 | 0 | 0 | 0
Fluidized bed combustion | 0 | 0 | 0 | 0 | 0 | 0 | 0 | 0 | 0 | 0 | 0 | 0 | 0 | 0 | 0 | 0
Steam turbine | 0 | 0 | 0 | 0 | 0 | 0 | 0 | 0 | 0 | 0 | 0 | 0 | 0 | 0 | 0 | 0
Lignite fired | 0 | 0 | 0 | 0 | 0 | 0 | 0 | 0 | 0 | 0 | 0 | 0 | 0 | 0 | 0 | 0
Integrated gasification combined cycle | 0 | 0 | 0 | 0 | 0 | 0 | 0 | 0 | 0 | 0 | 0 | 0 | 0 | 0 | 0 | 0
Supercritical steam turbine | 0 | 0 | 0 | 0 | 0 | 0 | 0 | 0 | 0 | 0 | 0 | 0 | 0 | 0 | 0 | 0
Fluidized bed combustion | 0 | 0 | 0 | 0 | 0 | 0 | 0 | 0 | 0 | 0 | 0 | 0 | 0 | 0 | 0 | 0
Steam turbine | 0 | 0 | 0 | 0 | 0 | 0 | 0 | 0 | 0 | 0 | 0 | 0 | 0 | 0 | 0 | 0
Gas fired | 0 | 0 | 0 | 0 | 0 | 0 | 0 | 0 | 0 | 0 | 0 | 0 | 0 | 0 | 0 | 0
Gas turbine combined cycle | 0 | 0 | 0 | 0 | 0 | 0 | 0 | 0 | 0 | 0 | 0 | 0 | 0 | 0 | 0 | 0
Gas turbine | 0 | 0 | 0 | 0 | 0 | 0 | 0 | 0 | 0 | 0 | 0 | 0 | 0 | 0 | 0 | 0
Steam turbine | 0 | 0 | 0 | 0 | 0 | 0 | 0 | 0 | 0 | 0 | 0 | 0 | 0 | 0 | 0 | 0
Internal combustion engine | 0 | 0 | 0 | 0 | 0 | 0 | 0 | 0 | 0 | 0 | 0 | 0 | 0 | 0 | 0 | 0
Derived gas fired | 0 | 0 | 0 | 0 | 0 | 0 | 0 | 0 | 0 | 0 | 0 | 0 | 0 | 0 | 0 | 0
Refinery gas fired | 0 | 0 | 0 | 0 | 0 | 0 | 0 | 0 | 0 | 0 | 0 | 0 | 0 | 0 | 0 | 0
Diesel oil fired | 0 | 0 | 0 | 0 | 0 | 0 | 0 | 0 | 0 | 0 | 0 | 0 | 0 | 0 | 0 | 0
Gas turbine combined cycle | 0 | 0 | 0 | 0 | 0 | 0 | 0 | 0 | 0 | 0 | 0 | 0 | 0 | 0 | 0 | 0
Gas turbine | 0 | 0 | 0 | 0 | 0 | 0 | 0 | 0 | 0 | 0 | 0 | 0 | 0 | 0 | 0 | 0
Steam turbine | 0 | 0 | 0 | 0 | 0 | 0 | 0 | 0 | 0 | 0 | 0 | 0 | 0 | 0 | 0 | 0
Internal combustion engine | 0 | 0 | 0 | 0 | 0 | 0 | 0 | 0 | 0 | 0 | 0 | 0 | 0 | 0 | 0 | 0
Fuel Oil fired | 0 | 0 | 0 | 0 | 0 | 0 | 0 | 0 | 0 | 0 | 0 | 0 | 0 | 0 | 0 | 0
Integrated gasification combined cycle | 0 | 0 | 0 | 0 | 0 | 0 | 0 | 0 | 0 | 0 | 0 | 0 | 0 | 0 | 0 | 0
Supercritical steam turbine | 0 | 0 | 0 | 0 | 0 | 0 | 0 | 0 | 0 | 0 | 0 | 0 | 0 | 0 | 0 | 0
Steam turbine | 0 | 0 | 0 | 0 | 0 | 0 | 0 | 0 | 0 | 0 | 0 | 0 | 0 | 0 | 0 | 0
Solid biomass & waste fired | 0 | 0 | 0 | 0 | 0 | 0 | 0 | 0 | 0 | 0 | 0 | 0 | 0 | 0 | 0 | 0
Integrated gasification combined cycle | 0 | 0 | 0 | 0 | 0 | 0 | 0 | 0 | 0 | 0 | 0 | 0 | 0 | 0 | 0 | 0
Fluidized bed combustion | 0 | 0 | 0 | 0 | 0 | 0 | 0 | 0 | 0 | 0 | 0 | 0 | 0 | 0 | 0 | 0
Steam turbine | 0 | 0 | 0 | 0 | 0 | 0 | 0 | 0 | 0 | 0 | 0 | 0 | 0 | 0 | 0 | 0

## Number of Units in Operation
FR: Number of units in operation - representative day | 2000 | 2005 | 2010 | 2015 | 2020 | 2025 | 2030 | 2035 | 2040 | 2045 | 2050 | 00-'10 | 10-'20 | 20-'30 | 30-'40 | 40-'50
Total | 2968 | 3576 | 10423 | 39035 | 88705 | 90505 | 101975 | 120946 | 165227 | 170983 | 195974 | 13.3843 | 23.8784 | 1.4039 | 4.9443 | 1.7213
Nuclear | 47 | 54 | 49 | 50 | 48 | 44 | 43 | 26 | 40 | 44 | 44 | 0.4176 | -0.20598 | -1.094 | -0.7206 | 0.95766
Nuclear - current | 47 | 54 | 49 | 50 | 48 | 44 | 43 | 26 | 40 | 44 | 44 | 0.4176 | -0.20598 | -1.094 | -0.7206 | 0.95766
Nuclear III | 0 | 0 | 0 | 0 | 0 | 0 | 0 | 0 | 0 | 0 | 0 | 0 | 0 | 0 | 0 | 0
Nuclear IV | 0 | 0 | 0 | 0 | 0 | 0 | 0 | 0 | 0 | 0 | 0 | 0 | 0 | 0 | 0 | 0
Conventional thermal | 850 | 966 | 613 | 228 | 80 | 97 | 105 | 191 | 106 | 67 | 59 | -3.2159 | -18.4239 | 2.7566 | 0.094832 | -5.6907
Coal fired | 25 | 76 | 30 | 6 | 5 | 4 | 8 | 3 | 1 | 0 | 0 | 1.8399 | -16.4041 | 4.8122 | -18.7748 | 0
Integrated gasification combined cycle | 0 | 0 | 0 | 0 | 0 | 0 | 0 | 0 | 0 | 0 | 0 | 0 | 0 | 0 | 0 | 0
Supercritical steam turbine | 0 | 0 | 0 | 0 | 0 | 0 | 0 | 0 | 0 | 0 | 0 | 0 | 0 | 0 | 0 | 0
Fluidized bed combustion | 1 | 3 | 3 | 1 | 2 | 2 | 0 | 0 | 0 | 0 | 0 | 11.6123 | -3.9735 | 0 | 0 | 0
Steam turbine | 24 | 73 | 27 | 5 | 3 | 2 | 8 | 3 | 1 | 0 | 0 | 1.1848 | -19.7258 | 10.3054 | -18.7748 | 0
Lignite fired | 0 | 0 | 0 | 0 | 0 | 0 | 0 | 0 | 0 | 0 | 0 | 0 | 0 | 0 | 0 | 0
Integrated gasification combined cycle | 0 | 0 | 0 | 0 | 0 | 0 | 0 | 0 | 0 | 0 | 0 | 0 | 0 | 0 | 0 | 0
Supercritical steam turbine | 0 | 0 | 0 | 0 | 0 | 0 | 0 | 0 | 0 | 0 | 0 | 0 | 0 | 0 | 0 | 0
Fluidized bed combustion | 0 | 0 | 0 | 0 | 0 | 0 | 0 | 0 | 0 | 0 | 0 | 0 | 0 | 0 | 0 | 0
Steam turbine | 0 | 0 | 0 | 0 | 0 | 0 | 0 | 0 | 0 | 0 | 0 | 0 | 0 | 0 | 0 | 0
Gas fired | 719 | 707 | 347 | 80 | 42 | 44 | 44 | 75 | 28 | 18 | 21 | -7.0263 | -19.036 | 0.46628 | -4.4192 | -2.8358
Gas turbine combined cycle | 17 | 34 | 32 | 33 | 16 | 11 | 10 | 57 | 14 | 7 | 20 | 6.5296 | -6.6967 | -4.5913 | 3.422 | 3.6311
Gas turbine | 111 | 100 | 91 | 10 | 4 | 4 | 6 | 6 | 0 | 0 | 0 | -1.9671 | -26.8353 | 4.138 | 0 | 0
Steam turbine | 80 | 80 | 54 | 22 | 9 | 14 | 14 | 11 | 14 | 11 | 1 | -3.8542 | -16.4041 | 4.5174 | 0 | -23.1954
Internal combustion engine | 511 | 493 | 170 | 15 | 13 | 15 | 14 | 1 | 0 | 0 | 0 | -10.4217 | -22.6697 | 0.74383 | 0 | 0
Derived gas fired | 21 | 20 | 16 | 8 | 7 | 26 | 28 | 27 | 27 | 28 | 28 | -2.6827 | -7.9343 | 14.8698 | -0.36302 | 0.36434
Refinery gas fired | 22 | 21 | 18 | 9 | 8 | 5 | 4 | 4 | 4 | 4 | 4 | -1.9867 | -7.7892 | -6.6967 | 0 | 0
Diesel oil fired | 3 | 13 | 10 | 18 | 2 | 9 | 3 | 1 | 0 | 0 | 0 | 12.7945 | -14.866 | 4.138 | 0 | 0
Gas turbine combined cycle | 0 | 0 | 0 | 0 | 0 | 0 | 0 | 0 | 0 | 0 | 0 | 0 | 0 | 0 | 0 | 0
Gas turbine | 3 | 5 | 5 | 11 | 2 | 1 | 1 | 0 | 0 | 0 | 0 | 5.241 | -8.7556 | -6.6967 | 0 | 0
Steam turbine | 0 | 0 | 0 | 0 | 0 | 0 | 0 | 0 | 0 | 0 | 0 | 0 | 0 | 0 | 0 | 0
Internal combustion engine | 0 | 8 | 5 | 7 | 0 | 8 | 2 | 1 | 0 | 0 | 0 | 0 | 0 | 0 | 0 | 0
Fuel Oil fired | 3 | 45 | 47 | 14 | 5 | 2 | 9 | 3 | 0 | 0 | 0 | 31.6733 | -20.0742 | 6.054 | 0 | 0
Integrated gasification combined cycle | 0 | 0 | 0 | 0 | 0 | 0 | 0 | 0 | 0 | 0 | 0 | 0 | 0 | 0 | 0 | 0
Supercritical steam turbine | 0 | 0 | 0 | 0 | 0 | 0 | 0 | 0 | 0 | 0 | 0 | 0 | 0 | 0 | 0 | 0
Steam turbine | 3 | 45 | 47 | 14 | 5 | 2 | 9 | 3 | 0 | 0 | 0 | 31.6733 | -20.0742 | 6.054 | 0 | 0
Solid biomass & waste fired | 57 | 84 | 145 | 93 | 11 | 7 | 9 | 78 | 46 | 17 | 6 | 9.7866 | -22.7315 | -1.9867 | 17.7203 | -18.4283
Integrated gasification combined cycle | 0 | 0 | 0 | 0 | 0 | 0 | 0 | 0 | 0 | 0 | 0 | 0 | 0 | 0 | 0 | 0
Fluidized bed combustion | 56 | 83 | 125 | 88 | 11 | 5 | 7 | 76 | 41 | 12 | 6 | 8.3608 | -21.5761 | -4.4192 | 19.3352 | -17.4843
Steam turbine | 1 | 1 | 20 | 5 | 0 | 2 | 2 | 2 | 5 | 5 | 0 | 34.9283 | 0 | 0 | 9.5958 | 0
Fuel cells | 0 | 0 | 0 | 0 | 0 | 0 | 0 | 0 | 0 | 0 | 0 | 0 | 0 | 0 | 0 | 0
Natural gas fuel cell power plant | 0 | 0 | 0 | 0 | 0 | 0 | 0 | 0 | 0 | 0 | 0 | 0 | 0 | 0 | 0 | 0
Hydrogen fuel cell power plant | 0 | 0 | 0 | 0 | 0 | 0 | 0 | 0 | 0 | 0 | 0 | 0 | 0 | 0 | 0 | 0
Wind | 67 | 449 | 2629 | 5081 | 10774 | 11008 | 11911 | 12872 | 15294 | 15357 | 16822 | 44.335 | 15.1486 | 1.0083 | 2.5315 | 0.95682
Onshore | 67 | 449 | 2629 | 5081 | 10741 | 10937 | 11605 | 12134 | 13780 | 13443 | 14660 | 44.335 | 15.1133 | 0.77668 | 1.7327 | 0.62096
Offshore | 0 | 0 | 0 | 0 | 33 | 71 | 306 | 738 | 1514 | 1914 | 2162 | 0 | 0 | 24.9455 | 17.3385 | 3.627
Solar photovoltaics | 195 | 342 | 5093 | 31639 | 75601 | 77112 | 87577 | 105344 | 147131 | 152788 | 176236 | 38.5779 | 30.965 | 1.4814 | 5.325 | 1.8214
Solar thermal | 0 | 0 | 0 | 0 | 0 | 0 | 0 | 0 | 0 | 0 | 0 | 0 | 0 | 0 | 0 | 0
Geothermal | 0 | 0 | 0 | 0 | 0 | 0 | 0 | 0 | 0 | 0 | 0 | 0 | 0 | 0 | 0 | 0
Tide, wave and ocean | 8 | 8 | 8 | 8 | 9 | 9 | 9 | 9 | 9 | 9 | 15 | 0 | 1.1848 | 0 | 0 | 5.241
Tidal | 8 | 8 | 8 | 8 | 9 | 9 | 9 | 9 | 9 | 9 | 15 | 0 | 1.1848 | 0 | 0 | 5.241
Wave and ocean | 0 | 0 | 0 | 0 | 0 | 0 | 0 | 0 | 0 | 0 | 0 | 0 | 0 | 0 | 0 | 0
Hydro | 1755 | 1708 | 1986 | 1984 | 2148 | 2190 | 2285 | 2459 | 2602 | 2673 | 2753 | 1.2442 | 0.78723 | 0.6202 | 1.3076 | 0.5657
Run-of-river | 1460 | 1464 | 1688 | 1692 | 1854 | 1912 | 2045 | 2165 | 2308 | 2379 | 2459 | 1.4617 | 0.94242 | 0.98535 | 1.2172 | 0.63575
Reservoirs (dams) | 295 | 244 | 298 | 292 | 294 | 278 | 240 | 294 | 294 | 294 | 294 | 0.10123 | -0.13505 | -2.009 | 2.0501 | 0
Pump storage | 46 | 49 | 45 | 45 | 45 | 45 | 45 | 45 | 45 | 45 | 45 | -0.21955 | 0 | 0 | 0 | 0
Electricity only | 2271 | 2744 | 9955 | 38916 | 88644 | 90447 | 101906 | 120876 | 165191 | 170961 | 195938 | 15.9264 | 24.4402 | 1.404 | 4.9491 | 1.7216
Nuclear | 47 | 54 | 49 | 50 | 48 | 44 | 43 | 26 | 40 | 44 | 44 | 0.4176 | -0.20598 | -1.094 | -0.7206 | 0.95766
Nuclear - current | 47 | 54 | 49 | 50 | 48 | 44 | 43 | 26 | 40 | 44 | 44 | 0.4176 | -0.20598 | -1.094 | -0.7206 | 0.95766
Nuclear III | 0 | 0 | 0 | 0 | 0 | 0 | 0 | 0 | 0 | 0 | 0 | 0 | 0 | 0 | 0 | 0
Nuclear IV | 0 | 0 | 0 | 0 | 0 | 0 | 0 | 0 | 0 | 0 | 0 | 0 | 0 | 0 | 0 | 0
Conventional thermal | 153 | 134 | 145 | 109 | 19 | 39 | 36 | 121 | 70 | 45 | 23 | -0.5356 | -18.3909 | 6.5994 | 6.8758 | -10.533
Coal fired | 13 | 24 | 8 | 3 | 2 | 2 | 1 | 0 | 0 | 0 | 0 | -4.7391 | -12.9449 | -6.6967 | 0 | 0
Integrated gasification combined cycle | 0 | 0 | 0 | 0 | 0 | 0 | 0 | 0 | 0 | 0 | 0 | 0 | 0 | 0 | 0 | 0
Supercritical steam turbine | 0 | 0 | 0 | 0 | 0 | 0 | 0 | 0 | 0 | 0 | 0 | 0 | 0 | 0 | 0 | 0
Fluidized bed combustion | 0 | 2 | 2 | 0 | 1 | 1 | 0 | 0 | 0 | 0 | 0 | 0 | -6.6967 | 0 | 0 | 0
Steam turbine | 13 | 22 | 6 | 3 | 1 | 1 | 1 | 0 | 0 | 0 | 0 | -7.4405 | -16.4041 | 0 | 0 | 0
Lignite fired | 0 | 0 | 0 | 0 | 0 | 0 | 0 | 0 | 0 | 0 | 0 | 0 | 0 | 0 | 0 | 0
Integrated gasification combined cycle | 0 | 0 | 0 | 0 | 0 | 0 | 0 | 0 | 0 | 0 | 0 | 0 | 0 | 0 | 0 | 0
Supercritical steam turbine | 0 | 0 | 0 | 0 | 0 | 0 | 0 | 0 | 0 | 0 | 0 | 0 | 0 | 0 | 0 | 0
Fluidized bed combustion | 0 | 0 | 0 | 0 | 0 | 0 | 0 | 0 | 0 | 0 | 0 | 0 | 0 | 0 | 0 | 0
Steam turbine | 0 | 0 | 0 | 0 | 0 | 0 | 0 | 0 | 0 | 0 | 0 | 0 | 0 | 0 | 0 | 0
Gas fired | 101 | 28 | 9 | 22 | 6 | 3 | 1 | 53 | 22 | 15 | 0 | -21.4779 | -3.9735 | -16.4041 | 36.2204 | 0
Gas turbine combined cycle | 3 | 11 | 9 | 16 | 6 | 1 | 1 | 50 | 14 | 7 | 0 | 11.6123 | -3.9735 | -16.4041 | 30.2005 | 0
Gas turbine | 24 | 2 | 0 | 3 | 0 | 0 | 0 | 0 | 0 | 0 | 0 | 0 | 0 | 0 | 0 | 0
Steam turbine | 16 | 15 | 0 | 3 | 0 | 2 | 0 | 3 | 8 | 8 | 0 | 0 | 0 | 0 | 0 | 0
Internal combustion engine | 58 | 0 | 0 | 0 | 0 | 0 | 0 | 0 | 0 | 0 | 0 | 0 | 0 | 0 | 0 | 0
Derived gas fired | 17 | 16 | 13 | 6 | 5 | 23 | 24 | 22 | 22 | 22 | 22 | -2.647 | -9.1128 | 16.9834 | -0.86634 | 0
Refinery gas fired | 0 | 0 | 0 | 2 | 2 | 1 | 1 | 1 | 1 | 1 | 1 | 0 | 0 | -6.6967 | 0 | 0
Diesel oil fired | 3 | 5 | 4 | 16 | 1 | 8 | 2 | 1 | 0 | 0 | 0 | 2.9186 | -12.9449 | 7.1773 | 0 | 0
Gas turbine combined cycle | 0 | 0 | 0 | 0 | 0 | 0 | 0 | 0 | 0 | 0 | 0 | 0 | 0 | 0 | 0 | 0
Gas turbine | 3 | 4 | 4 | 10 | 1 | 0 | 0 | 0 | 0 | 0 | 0 | 2.9186 | -12.9449 | 0 | 0 | 0
Steam turbine | 0 | 0 | 0 | 0 | 0 | 0 | 0 | 0 | 0 | 0 | 0 | 0 | 0 | 0 | 0 | 0
Internal combustion engine | 0 | 1 | 0 | 6 | 0 | 8 | 2 | 1 | 0 | 0 | 0 | 0 | 0 | 0 | 0 | 0
Fuel Oil fired | 3 | 16 | 23 | 12 | 1 | 1 | 6 | 0 | 0 | 0 | 0 | 22.5916 | -26.9152 | 19.6231 | 0 | 0
Integrated gasification combined cycle | 0 | 0 | 0 | 0 | 0 | 0 | 0 | 0 | 0 | 0 | 0 | 0 | 0 | 0 | 0 | 0
Supercritical steam turbine | 0 | 0 | 0 | 0 | 0 | 0 | 0 | 0 | 0 | 0 | 0 | 0 | 0 | 0 | 0 | 0
Steam turbine | 3 | 16 | 23 | 12 | 1 | 1 | 6 | 0 | 0 | 0 | 0 | 22.5916 | -26.9152 | 19.6231 | 0 | 0
Solid biomass & waste fired | 16 | 45 | 88 | 48 | 2 | 1 | 1 | 44 | 25 | 7 | 0 | 18.5868 | -31.5057 | -6.6967 | 37.973 | 0
Integrated gasification combined cycle | 0 | 0 | 0 | 0 | 0 | 0 | 0 | 0 | 0 | 0 | 0 | 0 | 0 | 0 | 0 | 0
Fluidized bed combustion | 16 | 45 | 69 | 46 | 2 | 0 | 1 | 43 | 22 | 3 | 0 | 15.7372 | -29.8192 | -6.6967 | 36.2204 | 0
Steam turbine | 0 | 0 | 19 | 2 | 0 | 1 | 0 | 1 | 3 | 4 | 0 | 0 | 0 | 0 | 0 | 0
Fuel cells | 0 | 0 | 0 | 0 | 0 | 0 | 0 | 0 | 0 | 0 | 0 | 0 | 0 | 0 | 0 | 0
Natural gas fuel cell power plant | 0 | 0 | 0 | 0 | 0 | 0 | 0 | 0 | 0 | 0 | 0 | 0 | 0 | 0 | 0 | 0
Hydrogen fuel cell power plant | 0 | 0 | 0 | 0 | 0 | 0 | 0 | 0 | 0 | 0 | 0 | 0 | 0 | 0 | 0 | 0
Wind | 67 | 449 | 2629 | 5081 | 10774 | 11008 | 11911 | 12872 | 15294 | 15357 | 16822 | 44.335 | 15.1486 | 1.0083 | 2.5315 | 0.95682
Onshore | 67 | 449 | 2629 | 5081 | 10741 | 10937 | 11605 | 12134 | 13780 | 13443 | 14660 | 44.335 | 15.1133 | 0.77668 | 1.7327 | 0.62096
Offshore | 0 | 0 | 0 | 0 | 33 | 71 | 306 | 738 | 1514 | 1914 | 2162 | 0 | 0 | 24.9455 | 17.3385 | 3.627
Solar photovoltaics | 195 | 342 | 5093 | 31639 | 75601 | 77112 | 87577 | 105344 | 147131 | 152788 | 176236 | 38.5779 | 30.965 | 1.4814 | 5.325 | 1.8214
Solar thermal | 0 | 0 | 0 | 0 | 0 | 0 | 0 | 0 | 0 | 0 | 0 | 0 | 0 | 0 | 0 | 0
Geothermal | 0 | 0 | 0 | 0 | 0 | 0 | 0 | 0 | 0 | 0 | 0 | 0 | 0 | 0 | 0 | 0
Tide, wave and ocean | 8 | 8 | 8 | 8 | 9 | 9 | 9 | 9 | 9 | 9 | 15 | 0 | 1.1848 | 0 | 0 | 5.241
Tidal | 8 | 8 | 8 | 8 | 9 | 9 | 9 | 9 | 9 | 9 | 15 | 0 | 1.1848 | 0 | 0 | 5.241
Wave and ocean | 0 | 0 | 0 | 0 | 0 | 0 | 0 | 0 | 0 | 0 | 0 | 0 | 0 | 0 | 0 | 0
Hydro | 1755 | 1708 | 1986 | 1984 | 2148 | 2190 | 2285 | 2459 | 2602 | 2673 | 2753 | 1.2442 | 0.78723 | 0.6202 | 1.3076 | 0.5657
Run-of-river | 1460 | 1464 | 1688 | 1692 | 1854 | 1912 | 2045 | 2165 | 2308 | 2379 | 2459 | 1.4617 | 0.94242 | 0.98535 | 1.2172 | 0.63575
Reservoirs (dams) | 295 | 244 | 298 | 292 | 294 | 278 | 240 | 294 | 294 | 294 | 294 | 0.10123 | -0.13505 | -2.009 | 2.0501 | 0
Pump storage | 46 | 49 | 45 | 45 | 45 | 45 | 45 | 45 | 45 | 45 | 45 | -0.21955 | 0 | 0 | 0 | 0
CHP power plants | 697 | 832 | 468 | 119 | 61 | 58 | 69 | 70 | 36 | 22 | 16 | -3.9049 | -18.4341 | 1.24 | -6.2988 | -7.7892
Nuclear | 0 | 0 | 0 | 0 | 0 | 0 | 0 | 0 | 0 | 0 | 0 | 0 | 0 | 0 | 0 | 0
Nuclear - current | 0 | 0 | 0 | 0 | 0 | 0 | 0 | 0 | 0 | 0 | 0 | 0 | 0 | 0 | 0 | 0
Nuclear III | 0 | 0 | 0 | 0 | 0 | 0 | 0 | 0 | 0 | 0 | 0 | 0 | 0 | 0 | 0 | 0
Nuclear IV | 0 | 0 | 0 | 0 | 0 | 0 | 0 | 0 | 0 | 0 | 0 | 0 | 0 | 0 | 0 | 0
Conventional thermal | 697 | 832 | 468 | 119 | 61 | 58 | 69 | 70 | 36 | 22 | 16 | -3.9049 | -18.4341 | 1.24 | -6.2988 | -7.7892
Coal fired | 12 | 52 | 22 | 3 | 3 | 2 | 7 | 3 | 1 | 0 | 0 | 6.2488 | -18.0649 | 8.8423 | -17.6829 | 0
Integrated gasification combined cycle | 0 | 0 | 0 | 0 | 0 | 0 | 0 | 0 | 0 | 0 | 0 | 0 | 0 | 0 | 0 | 0
Supercritical steam turbine | 0 | 0 | 0 | 0 | 0 | 0 | 0 | 0 | 0 | 0 | 0 | 0 | 0 | 0 | 0 | 0
Fluidized bed combustion | 1 | 1 | 1 | 1 | 1 | 1 | 0 | 0 | 0 | 0 | 0 | 0 | 0 | 0 | 0 | 0
Steam turbine | 11 | 51 | 21 | 2 | 2 | 1 | 7 | 3 | 1 | 0 | 0 | 6.6799 | -20.9538 | 13.3462 | -17.6829 | 0
Lignite fired | 0 | 0 | 0 | 0 | 0 | 0 | 0 | 0 | 0 | 0 | 0 | 0 | 0 | 0 | 0 | 0
Integrated gasification combined cycle | 0 | 0 | 0 | 0 | 0 | 0 | 0 | 0 | 0 | 0 | 0 | 0 | 0 | 0 | 0 | 0
Supercritical steam turbine | 0 | 0 | 0 | 0 | 0 | 0 | 0 | 0 | 0 | 0 | 0 | 0 | 0 | 0 | 0 | 0
Fluidized bed combustion | 0 | 0 | 0 | 0 | 0 | 0 | 0 | 0 | 0 | 0 | 0 | 0 | 0 | 0 | 0 | 0
Steam turbine | 0 | 0 | 0 | 0 | 0 | 0 | 0 | 0 | 0 | 0 | 0 | 0 | 0 | 0 | 0 | 0
Gas fired | 618 | 679 | 338 | 58 | 36 | 41 | 43 | 22 | 6 | 3 | 1 | -5.856 | -20.0647 | 1.7927 | -17.8763 | -16.4041
Gas turbine combined cycle | 14 | 23 | 23 | 17 | 10 | 10 | 9 | 7 | 0 | 0 | 0 | 5.0897 | -7.9917 | -1.0481 | 0 | 0
Gas turbine | 87 | 98 | 91 | 7 | 4 | 4 | 6 | 6 | 0 | 0 | 0 | 0.45053 | -26.8353 | 4.138 | 0 | 0
Steam turbine | 64 | 65 | 54 | 19 | 9 | 12 | 14 | 8 | 6 | 3 | 1 | -1.6846 | -16.4041 | 4.5174 | -8.1239 | -16.4041
Internal combustion engine | 453 | 493 | 170 | 15 | 13 | 15 | 14 | 1 | 0 | 0 | 0 | -9.336 | -22.6697 | 0.74383 | 0 | 0
Derived gas fired | 4 | 4 | 3 | 2 | 2 | 3 | 4 | 5 | 5 | 6 | 6 | -2.8358 | -3.9735 | 7.1773 | 2.2565 | 1.8399
Refinery gas fired | 22 | 21 | 18 | 7 | 6 | 4 | 3 | 3 | 3 | 3 | 3 | -1.9867 | -10.4042 | -6.6967 | 0 | 0
Diesel oil fired | 0 | 8 | 6 | 2 | 1 | 1 | 1 | 0 | 0 | 0 | 0 | 0 | -16.4041 | 0 | 0 | 0
Gas turbine combined cycle | 0 | 0 | 0 | 0 | 0 | 0 | 0 | 0 | 0 | 0 | 0 | 0 | 0 | 0 | 0 | 0
Gas turbine | 0 | 1 | 1 | 1 | 1 | 1 | 1 | 0 | 0 | 0 | 0 | 0 | 0 | 0 | 0 | 0
Steam turbine | 0 | 0 | 0 | 0 | 0 | 0 | 0 | 0 | 0 | 0 | 0 | 0 | 0 | 0 | 0 | 0
Internal combustion engine | 0 | 7 | 5 | 1 | 0 | 0 | 0 | 0 | 0 | 0 | 0 | 0 | 0 | 0 | 0 | 0
Fuel Oil fired | 0 | 29 | 24 | 2 | 4 | 1 | 3 | 3 | 0 | 0 | 0 | 0 | -16.4041 | -2.8358 | 0 | 0
Integrated gasification combined cycle | 0 | 0 | 0 | 0 | 0 | 0 | 0 | 0 | 0 | 0 | 0 | 0 | 0 | 0 | 0 | 0
Supercritical steam turbine | 0 | 0 | 0 | 0 | 0 | 0 | 0 | 0 | 0 | 0 | 0 | 0 | 0 | 0 | 0 | 0
Steam turbine | 0 | 29 | 24 | 2 | 4 | 1 | 3 | 3 | 0 | 0 | 0 | 0 | -16.4041 | -2.8358 | 0 | 0
Solid biomass & waste fired | 41 | 39 | 57 | 45 | 9 | 6 | 8 | 34 | 21 | 10 | 6 | 3.3497 | -16.8549 | -1.1709 | 10.1318 | -11.7747
Integrated gasification combined cycle | 0 | 0 | 0 | 0 | 0 | 0 | 0 | 0 | 0 | 0 | 0 | 0 | 0 | 0 | 0 | 0
Fluidized bed combustion | 40 | 38 | 56 | 42 | 9 | 5 | 6 | 33 | 19 | 9 | 6 | 3.422 | -16.7076 | -3.9735 | 12.2174 | -10.8873
Steam turbine | 1 | 1 | 1 | 3 | 0 | 1 | 2 | 1 | 2 | 1 | 0 | 0 | 0 | 0 | 0 | 0
Electricity only equipped with CCS | 0 | 0 | 0 | 0 | 0 | 0 | 0 | 0 | 0 | 0 | 20 | 0 | 0 | 0 | 0 | 0
Conventional thermal | 0 | 0 | 0 | 0 | 0 | 0 | 0 | 0 | 0 | 0 | 20 | 0 | 0 | 0 | 0 | 0
Coal fired | 0 | 0 | 0 | 0 | 0 | 0 | 0 | 0 | 0 | 0 | 0 | 0 | 0 | 0 | 0 | 0
Integrated gasification combined cycle | 0 | 0 | 0 | 0 | 0 | 0 | 0 | 0 | 0 | 0 | 0 | 0 | 0 | 0 | 0 | 0
Supercritical steam turbine | 0 | 0 | 0 | 0 | 0 | 0 | 0 | 0 | 0 | 0 | 0 | 0 | 0 | 0 | 0 | 0
Fluidized bed combustion | 0 | 0 | 0 | 0 | 0 | 0 | 0 | 0 | 0 | 0 | 0 | 0 | 0 | 0 | 0 | 0
Steam turbine | 0 | 0 | 0 | 0 | 0 | 0 | 0 | 0 | 0 | 0 | 0 | 0 | 0 | 0 | 0 | 0
Lignite fired | 0 | 0 | 0 | 0 | 0 | 0 | 0 | 0 | 0 | 0 | 0 | 0 | 0 | 0 | 0 | 0
Integrated gasification combined cycle | 0 | 0 | 0 | 0 | 0 | 0 | 0 | 0 | 0 | 0 | 0 | 0 | 0 | 0 | 0 | 0
Supercritical steam turbine | 0 | 0 | 0 | 0 | 0 | 0 | 0 | 0 | 0 | 0 | 0 | 0 | 0 | 0 | 0 | 0
Fluidized bed combustion | 0 | 0 | 0 | 0 | 0 | 0 | 0 | 0 | 0 | 0 | 0 | 0 | 0 | 0 | 0 | 0
Steam turbine | 0 | 0 | 0 | 0 | 0 | 0 | 0 | 0 | 0 | 0 | 0 | 0 | 0 | 0 | 0 | 0
Gas fired | 0 | 0 | 0 | 0 | 0 | 0 | 0 | 0 | 0 | 0 | 20 | 0 | 0 | 0 | 0 | 0
Gas turbine combined cycle | 0 | 0 | 0 | 0 | 0 | 0 | 0 | 0 | 0 | 0 | 20 | 0 | 0 | 0 | 0 | 0
Gas turbine | 0 | 0 | 0 | 0 | 0 | 0 | 0 | 0 | 0 | 0 | 0 | 0 | 0 | 0 | 0 | 0
Steam turbine | 0 | 0 | 0 | 0 | 0 | 0 | 0 | 0 | 0 | 0 | 0 | 0 | 0 | 0 | 0 | 0
Internal combustion engine | 0 | 0 | 0 | 0 | 0 | 0 | 0 | 0 | 0 | 0 | 0 | 0 | 0 | 0 | 0 | 0
Derived gas fired | 0 | 0 | 0 | 0 | 0 | 0 | 0 | 0 | 0 | 0 | 0 | 0 | 0 | 0 | 0 | 0
Refinery gas fired | 0 | 0 | 0 | 0 | 0 | 0 | 0 | 0 | 0 | 0 | 0 | 0 | 0 | 0 | 0 | 0
Diesel oil fired | 0 | 0 | 0 | 0 | 0 | 0 | 0 | 0 | 0 | 0 | 0 | 0 | 0 | 0 | 0 | 0
Gas turbine combined cycle | 0 | 0 | 0 | 0 | 0 | 0 | 0 | 0 | 0 | 0 | 0 | 0 | 0 | 0 | 0 | 0
Gas turbine | 0 | 0 | 0 | 0 | 0 | 0 | 0 | 0 | 0 | 0 | 0 | 0 | 0 | 0 | 0 | 0
Steam turbine | 0 | 0 | 0 | 0 | 0 | 0 | 0 | 0 | 0 | 0 | 0 | 0 | 0 | 0 | 0 | 0
Internal combustion engine | 0 | 0 | 0 | 0 | 0 | 0 | 0 | 0 | 0 | 0 | 0 | 0 | 0 | 0 | 0 | 0
Fuel Oil fired | 0 | 0 | 0 | 0 | 0 | 0 | 0 | 0 | 0 | 0 | 0 | 0 | 0 | 0 | 0 | 0
Integrated gasification combined cycle | 0 | 0 | 0 | 0 | 0 | 0 | 0 | 0 | 0 | 0 | 0 | 0 | 0 | 0 | 0 | 0
Supercritical steam turbine | 0 | 0 | 0 | 0 | 0 | 0 | 0 | 0 | 0 | 0 | 0 | 0 | 0 | 0 | 0 | 0
Steam turbine | 0 | 0 | 0 | 0 | 0 | 0 | 0 | 0 | 0 | 0 | 0 | 0 | 0 | 0 | 0 | 0
Solid biomass & waste fired | 0 | 0 | 0 | 0 | 0 | 0 | 0 | 0 | 0 | 0 | 0 | 0 | 0 | 0 | 0 | 0
Integrated gasification combined cycle | 0 | 0 | 0 | 0 | 0 | 0 | 0 | 0 | 0 | 0 | 0 | 0 | 0 | 0 | 0 | 0
Fluidized bed combustion | 0 | 0 | 0 | 0 | 0 | 0 | 0 | 0 | 0 | 0 | 0 | 0 | 0 | 0 | 0 | 0
Steam turbine | 0 | 0 | 0 | 0 | 0 | 0 | 0 | 0 | 0 | 0 | 0 | 0 | 0 | 0 | 0 | 0
CHP power plants equipped with CCS | 0 | 0 | 0 | 0 | 0 | 0 | 0 | 0 | 0 | 0 | 0 | 0 | 0 | 0 | 0 | 0
Conventional thermal | 0 | 0 | 0 | 0 | 0 | 0 | 0 | 0 | 0 | 0 | 0 | 0 | 0 | 0 | 0 | 0
Coal fired | 0 | 0 | 0 | 0 | 0 | 0 | 0 | 0 | 0 | 0 | 0 | 0 | 0 | 0 | 0 | 0
Integrated gasification combined cycle | 0 | 0 | 0 | 0 | 0 | 0 | 0 | 0 | 0 | 0 | 0 | 0 | 0 | 0 | 0 | 0
Supercritical steam turbine | 0 | 0 | 0 | 0 | 0 | 0 | 0 | 0 | 0 | 0 | 0 | 0 | 0 | 0 | 0 | 0
Fluidized bed combustion | 0 | 0 | 0 | 0 | 0 | 0 | 0 | 0 | 0 | 0 | 0 | 0 | 0 | 0 | 0 | 0
Steam turbine | 0 | 0 | 0 | 0 | 0 | 0 | 0 | 0 | 0 | 0 | 0 | 0 | 0 | 0 | 0 | 0
Lignite fired | 0 | 0 | 0 | 0 | 0 | 0 | 0 | 0 | 0 | 0 | 0 | 0 | 0 | 0 | 0 | 0
Integrated gasification combined cycle | 0 | 0 | 0 | 0 | 0 | 0 | 0 | 0 | 0 | 0 | 0 | 0 | 0 | 0 | 0 | 0
Supercritical steam turbine | 0 | 0 | 0 | 0 | 0 | 0 | 0 | 0 | 0 | 0 | 0 | 0 | 0 | 0 | 0 | 0
Fluidized bed combustion | 0 | 0 | 0 | 0 | 0 | 0 | 0 | 0 | 0 | 0 | 0 | 0 | 0 | 0 | 0 | 0
Steam turbine | 0 | 0 | 0 | 0 | 0 | 0 | 0 | 0 | 0 | 0 | 0 | 0 | 0 | 0 | 0 | 0
Gas fired | 0 | 0 | 0 | 0 | 0 | 0 | 0 | 0 | 0 | 0 | 0 | 0 | 0 | 0 | 0 | 0
Gas turbine combined cycle | 0 | 0 | 0 | 0 | 0 | 0 | 0 | 0 | 0 | 0 | 0 | 0 | 0 | 0 | 0 | 0
Gas turbine | 0 | 0 | 0 | 0 | 0 | 0 | 0 | 0 | 0 | 0 | 0 | 0 | 0 | 0 | 0 | 0
Steam turbine | 0 | 0 | 0 | 0 | 0 | 0 | 0 | 0 | 0 | 0 | 0 | 0 | 0 | 0 | 0 | 0
Internal combustion engine | 0 | 0 | 0 | 0 | 0 | 0 | 0 | 0 | 0 | 0 | 0 | 0 | 0 | 0 | 0 | 0
Derived gas fired | 0 | 0 | 0 | 0 | 0 | 0 | 0 | 0 | 0 | 0 | 0 | 0 | 0 | 0 | 0 | 0
Refinery gas fired | 0 | 0 | 0 | 0 | 0 | 0 | 0 | 0 | 0 | 0 | 0 | 0 | 0 | 0 | 0 | 0
Diesel oil fired | 0 | 0 | 0 | 0 | 0 | 0 | 0 | 0 | 0 | 0 | 0 | 0 | 0 | 0 | 0 | 0
Gas turbine combined cycle | 0 | 0 | 0 | 0 | 0 | 0 | 0 | 0 | 0 | 0 | 0 | 0 | 0 | 0 | 0 | 0
Gas turbine | 0 | 0 | 0 | 0 | 0 | 0 | 0 | 0 | 0 | 0 | 0 | 0 | 0 | 0 | 0 | 0
Steam turbine | 0 | 0 | 0 | 0 | 0 | 0 | 0 | 0 | 0 | 0 | 0 | 0 | 0 | 0 | 0 | 0
Internal combustion engine | 0 | 0 | 0 | 0 | 0 | 0 | 0 | 0 | 0 | 0 | 0 | 0 | 0 | 0 | 0 | 0
Fuel Oil fired | 0 | 0 | 0 | 0 | 0 | 0 | 0 | 0 | 0 | 0 | 0 | 0 | 0 | 0 | 0 | 0
Integrated gasification combined cycle | 0 | 0 | 0 | 0 | 0 | 0 | 0 | 0 | 0 | 0 | 0 | 0 | 0 | 0 | 0 | 0
Supercritical steam turbine | 0 | 0 | 0 | 0 | 0 | 0 | 0 | 0 | 0 | 0 | 0 | 0 | 0 | 0 | 0 | 0
Steam turbine | 0 | 0 | 0 | 0 | 0 | 0 | 0 | 0 | 0 | 0 | 0 | 0 | 0 | 0 | 0 | 0
Solid biomass & waste fired | 0 | 0 | 0 | 0 | 0 | 0 | 0 | 0 | 0 | 0 | 0 | 0 | 0 | 0 | 0 | 0
Integrated gasification combined cycle | 0 | 0 | 0 | 0 | 0 | 0 | 0 | 0 | 0 | 0 | 0 | 0 | 0 | 0 | 0 | 0
Fluidized bed combustion | 0 | 0 | 0 | 0 | 0 | 0 | 0 | 0 | 0 | 0 | 0 | 0 | 0 | 0 | 0 | 0
Steam turbine | 0 | 0 | 0 | 0 | 0 | 0 | 0 | 0 | 0 | 0 | 0 | 0 | 0 | 0 | 0 | 0

## Idle Capacities
FR: Idle capacities - representative day (MW) | 2000 | 2005 | 2010 | 2015 | 2020 | 2025 | 2030 | 2035 | 2040 | 2045 | 2050
Total | 30029.4136 | 20999.6071 | 27276.3308 | 25066.1198 | 30524.7228 | 33239.5501 | 23708.5572 | 2135.747 | 8130.6628 | 7046.5834 | 9527.1799
Nuclear | 13468.8459 | 5921.2474 | 10297.6141 | 9143.6692 | 9930 | 14343.3333 | 4585.5319 | 0 | 0 | 0 | 0
Nuclear - current | 13468.8459 | 5921.2474 | 10297.6141 | 9143.6692 | 9930 | 14343.3333 | 4585.5319 | 0 | 0 | 0 | 0
Nuclear III | 0 | 0 | 0 | 0 | 0 | 0 | 0 | 0 | 0 | 0 | 0
Nuclear IV | 0 | 0 | 0 | 0 | 0 | 0 | 0 | 0 | 0 | 0 | 0
Conventional thermal | 15817.0265 | 12896.4269 | 15128.8499 | 14866.9598 | 20395.8683 | 18164.9373 | 17127.2365 | 1938.2925 | 7945.2083 | 6861.1289 | 8357.0882
Coal fired | 6913.1429 | 4506.7324 | 5113.4464 | 3050.518 | 3792.2615 | 2526.2909 | 862.85 | 0 | 0 | 0 | 0
Integrated gasification combined cycle | 0 | 0 | 0 | 0 | 0 | 0 | 0 | 0 | 0 | 0 | 0
Supercritical steam turbine | 0 | 0 | 0 | 0 | 0 | 0 | 0 | 0 | 0 | 0 | 0
Fluidized bed combustion | 352 | 0 | 0 | 352 | 235 | 117 | 235 | 0 | 0 | 0 | 0
Steam turbine | 6561.1429 | 4506.7324 | 5113.4464 | 2698.518 | 3557.2615 | 2409.2909 | 627.85 | 0 | 0 | 0 | 0
Lignite fired | 0 | 0 | 0 | 0 | 0 | 0 | 0 | 0 | 0 | 0 | 0
Integrated gasification combined cycle | 0 | 0 | 0 | 0 | 0 | 0 | 0 | 0 | 0 | 0 | 0
Supercritical steam turbine | 0 | 0 | 0 | 0 | 0 | 0 | 0 | 0 | 0 | 0 | 0
Fluidized bed combustion | 0 | 0 | 0 | 0 | 0 | 0 | 0 | 0 | 0 | 0 | 0
Steam turbine | 0 | 0 | 0 | 0 | 0 | 0 | 0 | 0 | 0 | 0 | 0
Gas fired | 0 | 376.8922 | 2825.7553 | 4174.2948 | 9069.168 | 10909.7527 | 12745.632 | 897.9356 | 7530.3957 | 6053.454 | 7290.4529
Gas turbine combined cycle | 0 | 0 | 1582.8592 | 2431.0177 | 6529.5581 | 8623.866 | 11186.1771 | 42.8 | 7157.4988 | 5852.3889 | 6492.3575
Gas turbine | 0 | 225.4022 | 530.9468 | 690.4331 | 1295.4428 | 1075.6774 | 631.9206 | 555.3033 | 223.5 | 0 | 0
Steam turbine | 0 | 0 | 103.65 | 190.0852 | 525.289 | 1023.5534 | 878.8294 | 255.2102 | 149.397 | 201.0651 | 798.0954
Internal combustion engine | 0 | 151.49 | 608.2993 | 862.7588 | 718.8781 | 186.6559 | 48.7049 | 44.622 | 0 | 0 | 0
Derived gas fired | 0 | 0 | 0 | 0 | 0 | 0 | 0 | 0 | 0 | 0 | 0
Refinery gas fired | 49.5 | 49.5 | 32.5 | 0 | 0 | 0 | 0 | 0 | 0 | 0 | 0
Diesel oil fired | 1416.7554 | 1343.4562 | 1730.8287 | 1725.7847 | 1680.34 | 1160.444 | 729 | 746.4 | 0 | 0 | 0
Gas turbine combined cycle | 0 | 0 | 0 | 0 | 0 | 0 | 0 | 0 | 0 | 0 | 0
Gas turbine | 823.1554 | 788.9598 | 1280.5379 | 1318.6592 | 1429.8 | 1096 | 642 | 642 | 0 | 0 | 0
Steam turbine | 0 | 0 | 0 | 0 | 0 | 0 | 0 | 0 | 0 | 0 | 0
Internal combustion engine | 593.6 | 554.4964 | 450.2908 | 407.1255 | 250.54 | 64.444 | 87 | 104.4 | 0 | 0 | 0
Fuel Oil fired | 7278.4399 | 6514.9747 | 5426.3195 | 5430.1942 | 4583.6644 | 2011.8011 | 1016.12 | 3.6 | 0 | 0 | 0
Integrated gasification combined cycle | 0 | 0 | 0 | 0 | 0 | 0 | 0 | 0 | 0 | 0 | 0
Supercritical steam turbine | 0 | 0 | 0 | 0 | 0 | 0 | 0 | 0 | 0 | 0 | 0
Steam turbine | 7278.4399 | 6514.9747 | 5426.3195 | 5430.1942 | 4583.6644 | 2011.8011 | 1016.12 | 3.6 | 0 | 0 | 0
Solid biomass & waste fired | 159.1883 | 104.8714 | 0 | 486.1681 | 1270.4343 | 1556.6485 | 1773.6344 | 290.3569 | 414.8125 | 807.6749 | 1066.6353
Integrated gasification combined cycle | 0 | 0 | 0 | 0 | 0 | 0 | 0 | 0 | 0 | 0 | 0
Fluidized bed combustion | 159.1883 | 104.8714 | 0 | 474.7981 | 1157.1643 | 1278.4452 | 1387.9578 | 69.6136 | 344.8459 | 757.7249 | 668.8253
Steam turbine | 0 | 0 | 0 | 11.37 | 113.27 | 278.2033 | 385.6767 | 220.7433 | 69.9667 | 49.95 | 397.81
Fuel cells | 0 | 0 | 0 | 0 | 0 | 0 | 0 | 0 | 0 | 0 | 0
Natural gas fuel cell power plant | 0 | 0 | 0 | 0 | 0 | 0 | 0 | 0 | 0 | 0 | 0
Hydrogen fuel cell power plant | 0 | 0 | 0 | 0 | 0 | 0 | 0 | 0 | 0 | 0 | 0
Wind | 7.6905 | 195.0958 | 1223.4184 | 435.0936 | 0 | 0 | 0 | 0 | 0 | 0 | 786.0239
Onshore | 7.6905 | 195.0958 | 1223.4184 | 435.0936 | 0 | 0 | 0 | 0 | 0 | 0 | 0
Offshore | 0 | 0 | 0 | 0 | 0 | 0 | 0 | 0 | 0 | 0 | 786.0239
Solar photovoltaics | 1.3827 | 1.801 | 465.0483 | 446.9971 | 0 | 0 | 0 | 0 | 0 | 0 | 0
Solar thermal | 2.5 | 2.5 | 0 | 12 | 12 | 12 | 12 | 12 | 0 | 0 | 0
Geothermal | 0 | 0 | 1.4 | 1.4 | 1.4 | 1.4 | 1.4 | 0 | 0 | 0 | 0
Tide, wave and ocean | 160 | 160 | 160 | 160 | 185.4545 | 185.4545 | 185.4545 | 185.4545 | 185.4545 | 185.4545 | 384.0678
Tidal | 160 | 160 | 160 | 160 | 185.4545 | 185.4545 | 185.4545 | 185.4545 | 185.4545 | 185.4545 | 384.0678
Wave and ocean | 0 | 0 | 0 | 0 | 0 | 0 | 0 | 0 | 0 | 0 | 0
Hydro | 0 | 1679.5439 | 0 | 0 | 0 | 532.425 | 1796.9343 | 0 | 0 | 0 | 0
Run-of-river | 0 | 0 | 0 | 0 | 0 | 0 | 0 | 0 | 0 | 0 | 0
Reservoirs (dams) | 0 | 1679.5439 | 0 | 0 | 0 | 532.425 | 1796.9343 | 0 | 0 | 0 | 0
Pump storage | 571.968 | 142.992 | 0 | 0 | 0 | 0 | 0 | 0 | 0 | 0 | 0
Electricity only | 29362.473 | 20636.045 | 26599.6134 | 22824.595 | 27683.9236 | 31133.2042 | 22247.6034 | 1926.2738 | 7948.4453 | 6853.4155 | 9189.8296
Nuclear | 13468.8459 | 5921.2474 | 10297.6141 | 9143.6692 | 9930 | 14343.3333 | 4585.5319 | 0 | 0 | 0 | 0
Nuclear - current | 13468.8459 | 5921.2474 | 10297.6141 | 9143.6692 | 9930 | 14343.3333 | 4585.5319 | 0 | 0 | 0 | 0
Nuclear III | 0 | 0 | 0 | 0 | 0 | 0 | 0 | 0 | 0 | 0 | 0
Nuclear IV | 0 | 0 | 0 | 0 | 0 | 0 | 0 | 0 | 0 | 0 | 0
Conventional thermal | 15150.0859 | 12532.8649 | 14452.1325 | 12625.435 | 17555.0691 | 16058.5914 | 15666.2827 | 1728.8193 | 7762.9908 | 6667.9609 | 8019.7379
Coal fired | 6592.3603 | 4384.229 | 5003.9409 | 2887.0349 | 3655 | 2442.7 | 820.7 | 0 | 0 | 0 | 0
Integrated gasification combined cycle | 0 | 0 | 0 | 0 | 0 | 0 | 0 | 0 | 0 | 0 | 0
Supercritical steam turbine | 0 | 0 | 0 | 0 | 0 | 0 | 0 | 0 | 0 | 0 | 0
Fluidized bed combustion | 352 | 0 | 0 | 352 | 235 | 117 | 235 | 0 | 0 | 0 | 0
Steam turbine | 6240.3603 | 4384.229 | 5003.9409 | 2535.0349 | 3420 | 2325.7 | 585.7 | 0 | 0 | 0 | 0
Lignite fired | 0 | 0 | 0 | 0 | 0 | 0 | 0 | 0 | 0 | 0 | 0
Integrated gasification combined cycle | 0 | 0 | 0 | 0 | 0 | 0 | 0 | 0 | 0 | 0 | 0
Supercritical steam turbine | 0 | 0 | 0 | 0 | 0 | 0 | 0 | 0 | 0 | 0 | 0
Fluidized bed combustion | 0 | 0 | 0 | 0 | 0 | 0 | 0 | 0 | 0 | 0 | 0
Steam turbine | 0 | 0 | 0 | 0 | 0 | 0 | 0 | 0 | 0 | 0 | 0
Gas fired | 0 | 376.8922 | 2334.7642 | 2485.034 | 6997.9432 | 9489.3172 | 11915.8675 | 781.089 | 7483.0683 | 6053.454 | 7133.3704
Gas turbine combined cycle | 0 | 0 | 1582.8592 | 2174.1439 | 5986.2231 | 8000.726 | 10521.2421 | 0 | 7157.4988 | 5852.3889 | 6335.275
Gas turbine | 0 | 225.4022 | 502.53 | 83.0651 | 579.63 | 568.23 | 562.23 | 552 | 192.4 | 0 | 0
Steam turbine | 0 | 0 | 103.65 | 81.55 | 308.1151 | 856.2861 | 831.8454 | 228.539 | 133.1695 | 201.0651 | 798.0954
Internal combustion engine | 0 | 151.49 | 145.725 | 146.275 | 123.975 | 64.075 | 0.55 | 0.55 | 0 | 0 | 0
Derived gas fired | 0 | 0 | 0 | 0 | 0 | 0 | 0 | 0 | 0 | 0 | 0
Refinery gas fired | 49.5 | 49.5 | 32.5 | 0 | 0 | 0 | 0 | 0 | 0 | 0 | 0
Diesel oil fired | 1342.7554 | 1268.3595 | 1654.6079 | 1653.5682 | 1651.17 | 1151.874 | 729 | 746.4 | 0 | 0 | 0
Gas turbine combined cycle | 0 | 0 | 0 | 0 | 0 | 0 | 0 | 0 | 0 | 0 | 0
Gas turbine | 816.2554 | 782.0598 | 1273.6379 | 1313.6592 | 1424.8 | 1096 | 642 | 642 | 0 | 0 | 0
Steam turbine | 0 | 0 | 0 | 0 | 0 | 0 | 0 | 0 | 0 | 0 | 0
Internal combustion engine | 526.5 | 486.2996 | 380.97 | 339.909 | 226.37 | 55.874 | 87 | 104.4 | 0 | 0 | 0
Fuel Oil fired | 7028.2399 | 6418.0633 | 5426.3195 | 5361.8433 | 4537.22 | 1956.69 | 984.12 | 3.6 | 0 | 0 | 0
Integrated gasification combined cycle | 0 | 0 | 0 | 0 | 0 | 0 | 0 | 0 | 0 | 0 | 0
Supercritical steam turbine | 0 | 0 | 0 | 0 | 0 | 0 | 0 | 0 | 0 | 0 | 0
Steam turbine | 7028.2399 | 6418.0633 | 5426.3195 | 5361.8433 | 4537.22 | 1956.69 | 984.12 | 3.6 | 0 | 0 | 0
Solid biomass & waste fired | 137.2303 | 35.8209 | 0 | 237.9548 | 713.7358 | 1018.0102 | 1216.5952 | 197.7303 | 279.9225 | 614.507 | 886.3675
Integrated gasification combined cycle | 0 | 0 | 0 | 0 | 0 | 0 | 0 | 0 | 0 | 0 | 0
Fluidized bed combustion | 137.2303 | 35.8209 | 0 | 236.7848 | 681.4658 | 799.7402 | 869.7852 | 36.9203 | 248.8225 | 598.957 | 539.5575
Steam turbine | 0 | 0 | 0 | 1.17 | 32.27 | 218.27 | 346.81 | 160.81 | 31.1 | 15.55 | 346.81
Fuel cells | 0 | 0 | 0 | 0 | 0 | 0 | 0 | 0 | 0 | 0 | 0
Natural gas fuel cell power plant | 0 | 0 | 0 | 0 | 0 | 0 | 0 | 0 | 0 | 0 | 0
Hydrogen fuel cell power plant | 0 | 0 | 0 | 0 | 0 | 0 | 0 | 0 | 0 | 0 | 0
Wind | 7.6905 | 195.0958 | 1223.4184 | 435.0936 | 0 | 0 | 0 | 0 | 0 | 0 | 786.0239
Onshore | 7.6905 | 195.0958 | 1223.4184 | 435.0936 | 0 | 0 | 0 | 0 | 0 | 0 | 0
Offshore | 0 | 0 | 0 | 0 | 0 | 0 | 0 | 0 | 0 | 0 | 786.0239
Solar photovoltaics | 1.3827 | 1.801 | 465.0483 | 446.9971 | 0 | 0 | 0 | 0 | 0 | 0 | 0
Solar thermal | 2.5 | 2.5 | 0 | 12 | 12 | 12 | 12 | 12 | 0 | 0 | 0
Geothermal | 0 | 0 | 1.4 | 1.4 | 1.4 | 1.4 | 1.4 | 0 | 0 | 0 | 0
Tide, wave and ocean | 160 | 160 | 160 | 160 | 185.4545 | 185.4545 | 185.4545 | 185.4545 | 185.4545 | 185.4545 | 384.0678
Tidal | 160 | 160 | 160 | 160 | 185.4545 | 185.4545 | 185.4545 | 185.4545 | 185.4545 | 185.4545 | 384.0678
Wave and ocean | 0 | 0 | 0 | 0 | 0 | 0 | 0 | 0 | 0 | 0 | 0
Hydro | 0 | 1679.5439 | 0 | 0 | 0 | 532.425 | 1796.9343 | 0 | 0 | 0 | 0
Run-of-river | 0 | 0 | 0 | 0 | 0 | 0 | 0 | 0 | 0 | 0 | 0
Reservoirs (dams) | 0 | 1679.5439 | 0 | 0 | 0 | 532.425 | 1796.9343 | 0 | 0 | 0 | 0
Pump storage | 571.968 | 142.992 | 0 | 0 | 0 | 0 | 0 | 0 | 0 | 0 | 0
CHP power plants | 666.9407 | 363.5621 | 676.7174 | 2241.5248 | 2840.7992 | 2106.3459 | 1460.9538 | 209.4733 | 182.2175 | 193.1679 | 180.2678
Nuclear | 0 | 0 | 0 | 0 | 0 | 0 | 0 | 0 | 0 | 0 | 0
Nuclear - current | 0 | 0 | 0 | 0 | 0 | 0 | 0 | 0 | 0 | 0 | 0
Nuclear III | 0 | 0 | 0 | 0 | 0 | 0 | 0 | 0 | 0 | 0 | 0
Nuclear IV | 0 | 0 | 0 | 0 | 0 | 0 | 0 | 0 | 0 | 0 | 0
Conventional thermal | 666.9407 | 363.5621 | 676.7174 | 2241.5248 | 2840.7992 | 2106.3459 | 1460.9538 | 209.4733 | 182.2175 | 193.1679 | 180.2678
Coal fired | 320.7826 | 122.5034 | 109.5055 | 163.4832 | 137.2615 | 83.5909 | 42.15 | 0 | 0 | 0 | 0
Integrated gasification combined cycle | 0 | 0 | 0 | 0 | 0 | 0 | 0 | 0 | 0 | 0 | 0
Supercritical steam turbine | 0 | 0 | 0 | 0 | 0 | 0 | 0 | 0 | 0 | 0 | 0
Fluidized bed combustion | 0 | 0 | 0 | 0 | 0 | 0 | 0 | 0 | 0 | 0 | 0
Steam turbine | 320.7826 | 122.5034 | 109.5055 | 163.4832 | 137.2615 | 83.5909 | 42.15 | 0 | 0 | 0 | 0
Lignite fired | 0 | 0 | 0 | 0 | 0 | 0 | 0 | 0 | 0 | 0 | 0
Integrated gasification combined cycle | 0 | 0 | 0 | 0 | 0 | 0 | 0 | 0 | 0 | 0 | 0
Supercritical steam turbine | 0 | 0 | 0 | 0 | 0 | 0 | 0 | 0 | 0 | 0 | 0
Fluidized bed combustion | 0 | 0 | 0 | 0 | 0 | 0 | 0 | 0 | 0 | 0 | 0
Steam turbine | 0 | 0 | 0 | 0 | 0 | 0 | 0 | 0 | 0 | 0 | 0
Gas fired | 0 | 0 | 490.9911 | 1689.2608 | 2071.2247 | 1420.4356 | 829.7645 | 116.8466 | 47.3275 | 0 | 0
Gas turbine combined cycle | 0 | 0 | 0 | 256.8738 | 543.335 | 623.14 | 664.935 | 42.8 | 0 | 0 | 0
Gas turbine | 0 | 0 | 28.4168 | 607.368 | 715.8128 | 507.4474 | 69.6906 | 3.3033 | 31.1 | 0 | 0
Steam turbine | 0 | 0 | 0 | 108.5352 | 217.1739 | 167.2673 | 46.984 | 26.6713 | 16.2275 | 0 | 0
Internal combustion engine | 0 | 0 | 462.5743 | 716.4838 | 594.9031 | 122.5809 | 48.1549 | 44.072 | 0 | 0 | 0
Derived gas fired | 0 | 0 | 0 | 0 | 0 | 0 | 0 | 0 | 0 | 0 | 0
Refinery gas fired | 0 | 0 | 0 | 0 | 0 | 0 | 0 | 0 | 0 | 0 | 0
Diesel oil fired | 74 | 75.0967 | 76.2208 | 72.2165 | 29.17 | 8.57 | 0 | 0 | 0 | 0 | 0
Gas turbine combined cycle | 0 | 0 | 0 | 0 | 0 | 0 | 0 | 0 | 0 | 0 | 0
Gas turbine | 6.9 | 6.9 | 6.9 | 5 | 5 | 0 | 0 | 0 | 0 | 0 | 0
Steam turbine | 0 | 0 | 0 | 0 | 0 | 0 | 0 | 0 | 0 | 0 | 0
Internal combustion engine | 67.1 | 68.1967 | 69.3208 | 67.2165 | 24.17 | 8.57 | 0 | 0 | 0 | 0 | 0
Fuel Oil fired | 250.2 | 96.9114 | 0 | 68.351 | 46.4444 | 55.1111 | 32 | 0 | 0 | 0 | 0
Integrated gasification combined cycle | 0 | 0 | 0 | 0 | 0 | 0 | 0 | 0 | 0 | 0 | 0
Supercritical steam turbine | 0 | 0 | 0 | 0 | 0 | 0 | 0 | 0 | 0 | 0 | 0
Steam turbine | 250.2 | 96.9114 | 0 | 68.351 | 46.4444 | 55.1111 | 32 | 0 | 0 | 0 | 0
Solid biomass & waste fired | 21.9581 | 69.0505 | 0 | 248.2133 | 556.6985 | 538.6383 | 557.0393 | 92.6267 | 134.89 | 193.1679 | 180.2678
Integrated gasification combined cycle | 0 | 0 | 0 | 0 | 0 | 0 | 0 | 0 | 0 | 0 | 0
Fluidized bed combustion | 21.9581 | 69.0505 | 0 | 238.0133 | 475.6985 | 478.705 | 518.1726 | 32.6933 | 96.0233 | 158.7679 | 129.2678
Steam turbine | 0 | 0 | 0 | 10.2 | 81 | 59.9333 | 38.8667 | 59.9333 | 38.8667 | 34.4 | 51
Electricity only equipped with CCS | 0 | 0 | 0 | 0 | 0 | 0 | 0 | 0 | 0 | 0 | 157.0825
Conventional thermal | 0 | 0 | 0 | 0 | 0 | 0 | 0 | 0 | 0 | 0 | 157.0825
Coal fired | 0 | 0 | 0 | 0 | 0 | 0 | 0 | 0 | 0 | 0 | 0
Integrated gasification combined cycle | 0 | 0 | 0 | 0 | 0 | 0 | 0 | 0 | 0 | 0 | 0
Supercritical steam turbine | 0 | 0 | 0 | 0 | 0 | 0 | 0 | 0 | 0 | 0 | 0
Fluidized bed combustion | 0 | 0 | 0 | 0 | 0 | 0 | 0 | 0 | 0 | 0 | 0
Steam turbine | 0 | 0 | 0 | 0 | 0 | 0 | 0 | 0 | 0 | 0 | 0
Lignite fired | 0 | 0 | 0 | 0 | 0 | 0 | 0 | 0 | 0 | 0 | 0
Integrated gasification combined cycle | 0 | 0 | 0 | 0 | 0 | 0 | 0 | 0 | 0 | 0 | 0
Supercritical steam turbine | 0 | 0 | 0 | 0 | 0 | 0 | 0 | 0 | 0 | 0 | 0
Fluidized bed combustion | 0 | 0 | 0 | 0 | 0 | 0 | 0 | 0 | 0 | 0 | 0
Steam turbine | 0 | 0 | 0 | 0 | 0 | 0 | 0 | 0 | 0 | 0 | 0
Gas fired | 0 | 0 | 0 | 0 | 0 | 0 | 0 | 0 | 0 | 0 | 157.0825
Gas turbine combined cycle | 0 | 0 | 0 | 0 | 0 | 0 | 0 | 0 | 0 | 0 | 157.0825
Gas turbine | 0 | 0 | 0 | 0 | 0 | 0 | 0 | 0 | 0 | 0 | 0
Steam turbine | 0 | 0 | 0 | 0 | 0 | 0 | 0 | 0 | 0 | 0 | 0
Internal combustion engine | 0 | 0 | 0 | 0 | 0 | 0 | 0 | 0 | 0 | 0 | 0
Derived gas fired | 0 | 0 | 0 | 0 | 0 | 0 | 0 | 0 | 0 | 0 | 0
Refinery gas fired | 0 | 0 | 0 | 0 | 0 | 0 | 0 | 0 | 0 | 0 | 0
Diesel oil fired | 0 | 0 | 0 | 0 | 0 | 0 | 0 | 0 | 0 | 0 | 0
Gas turbine combined cycle | 0 | 0 | 0 | 0 | 0 | 0 | 0 | 0 | 0 | 0 | 0
Gas turbine | 0 | 0 | 0 | 0 | 0 | 0 | 0 | 0 | 0 | 0 | 0
Steam turbine | 0 | 0 | 0 | 0 | 0 | 0 | 0 | 0 | 0 | 0 | 0
Internal combustion engine | 0 | 0 | 0 | 0 | 0 | 0 | 0 | 0 | 0 | 0 | 0
Fuel Oil fired | 0 | 0 | 0 | 0 | 0 | 0 | 0 | 0 | 0 | 0 | 0
Integrated gasification combined cycle | 0 | 0 | 0 | 0 | 0 | 0 | 0 | 0 | 0 | 0 | 0
Supercritical steam turbine | 0 | 0 | 0 | 0 | 0 | 0 | 0 | 0 | 0 | 0 | 0
Steam turbine | 0 | 0 | 0 | 0 | 0 | 0 | 0 | 0 | 0 | 0 | 0
Solid biomass & waste fired | 0 | 0 | 0 | 0 | 0 | 0 | 0 | 0 | 0 | 0 | 0
Integrated gasification combined cycle | 0 | 0 | 0 | 0 | 0 | 0 | 0 | 0 | 0 | 0 | 0
Fluidized bed combustion | 0 | 0 | 0 | 0 | 0 | 0 | 0 | 0 | 0 | 0 | 0
Steam turbine | 0 | 0 | 0 | 0 | 0 | 0 | 0 | 0 | 0 | 0 | 0
CHP power plants equipped with CCS | 0 | 0 | 0 | 0 | 0 | 0 | 0 | 0 | 0 | 0 | 0
Conventional thermal | 0 | 0 | 0 | 0 | 0 | 0 | 0 | 0 | 0 | 0 | 0
Coal fired | 0 | 0 | 0 | 0 | 0 | 0 | 0 | 0 | 0 | 0 | 0
Integrated gasification combined cycle | 0 | 0 | 0 | 0 | 0 | 0 | 0 | 0 | 0 | 0 | 0
Supercritical steam turbine | 0 | 0 | 0 | 0 | 0 | 0 | 0 | 0 | 0 | 0 | 0
Fluidized bed combustion | 0 | 0 | 0 | 0 | 0 | 0 | 0 | 0 | 0 | 0 | 0
Steam turbine | 0 | 0 | 0 | 0 | 0 | 0 | 0 | 0 | 0 | 0 | 0
Lignite fired | 0 | 0 | 0 | 0 | 0 | 0 | 0 | 0 | 0 | 0 | 0
Integrated gasification combined cycle | 0 | 0 | 0 | 0 | 0 | 0 | 0 | 0 | 0 | 0 | 0
Supercritical steam turbine | 0 | 0 | 0 | 0 | 0 | 0 | 0 | 0 | 0 | 0 | 0
Fluidized bed combustion | 0 | 0 | 0 | 0 | 0 | 0 | 0 | 0 | 0 | 0 | 0
Steam turbine | 0 | 0 | 0 | 0 | 0 | 0 | 0 | 0 | 0 | 0 | 0
Gas fired | 0 | 0 | 0 | 0 | 0 | 0 | 0 | 0 | 0 | 0 | 0
Gas turbine combined cycle | 0 | 0 | 0 | 0 | 0 | 0 | 0 | 0 | 0 | 0 | 0
Gas turbine | 0 | 0 | 0 | 0 | 0 | 0 | 0 | 0 | 0 | 0 | 0
Steam turbine | 0 | 0 | 0 | 0 | 0 | 0 | 0 | 0 | 0 | 0 | 0
Internal combustion engine | 0 | 0 | 0 | 0 | 0 | 0 | 0 | 0 | 0 | 0 | 0
Derived gas fired | 0 | 0 | 0 | 0 | 0 | 0 | 0 | 0 | 0 | 0 | 0
Refinery gas fired | 0 | 0 | 0 | 0 | 0 | 0 | 0 | 0 | 0 | 0 | 0
Diesel oil fired | 0 | 0 | 0 | 0 | 0 | 0 | 0 | 0 | 0 | 0 | 0
Gas turbine combined cycle | 0 | 0 | 0 | 0 | 0 | 0 | 0 | 0 | 0 | 0 | 0
Gas turbine | 0 | 0 | 0 | 0 | 0 | 0 | 0 | 0 | 0 | 0 | 0
Steam turbine | 0 | 0 | 0 | 0 | 0 | 0 | 0 | 0 | 0 | 0 | 0
Internal combustion engine | 0 | 0 | 0 | 0 | 0 | 0 | 0 | 0 | 0 | 0 | 0
Fuel Oil fired | 0 | 0 | 0 | 0 | 0 | 0 | 0 | 0 | 0 | 0 | 0
Integrated gasification combined cycle | 0 | 0 | 0 | 0 | 0 | 0 | 0 | 0 | 0 | 0 | 0
Supercritical steam turbine | 0 | 0 | 0 | 0 | 0 | 0 | 0 | 0 | 0 | 0 | 0
Steam turbine | 0 | 0 | 0 | 0 | 0 | 0 | 0 | 0 | 0 | 0 | 0
Solid biomass & waste fired | 0 | 0 | 0 | 0 | 0 | 0 | 0 | 0 | 0 | 0 | 0
Integrated gasification combined cycle | 0 | 0 | 0 | 0 | 0 | 0 | 0 | 0 | 0 | 0 | 0
Fluidized bed combustion | 0 | 0 | 0 | 0 | 0 | 0 | 0 | 0 | 0 | 0 | 0
Steam turbine | 0 | 0 | 0 | 0 | 0 | 0 | 0 | 0 | 0 | 0 | 0

## Number of Idle Units
FR: Number of idle units - representative day | 2000 | 2005 | 2010 | 2015 | 2020 | 2025 | 2030 | 2035 | 2040 | 2045 | 2050
Total | 543 | 724 | 5540 | 3567 | 1009 | 568 | 407 | 141 | 134 | 136 | 288
Nuclear | 12 | 5 | 9 | 8 | 9 | 13 | 4 | 0 | 0 | 0 | 0
Nuclear - current | 12 | 5 | 9 | 8 | 9 | 13 | 4 | 0 | 0 | 0 | 0
Nuclear III | 0 | 0 | 0 | 0 | 0 | 0 | 0 | 0 | 0 | 0 | 0
Nuclear IV | 0 | 0 | 0 | 0 | 0 | 0 | 0 | 0 | 0 | 0 | 0
Conventional thermal | 445 | 418 | 737 | 1073 | 974 | 513 | 323 | 116 | 110 | 112 | 119
Coal fired | 88 | 25 | 44 | 36 | 28 | 21 | 8 | 0 | 0 | 0 | 0
Integrated gasification combined cycle | 0 | 0 | 0 | 0 | 0 | 0 | 0 | 0 | 0 | 0 | 0
Supercritical steam turbine | 0 | 0 | 0 | 0 | 0 | 0 | 0 | 0 | 0 | 0 | 0
Fluidized bed combustion | 2 | 0 | 0 | 2 | 1 | 1 | 1 | 0 | 0 | 0 | 0
Steam turbine | 86 | 25 | 44 | 34 | 27 | 20 | 7 | 0 | 0 | 0 | 0
Lignite fired | 0 | 0 | 0 | 0 | 0 | 0 | 0 | 0 | 0 | 0 | 0
Integrated gasification combined cycle | 0 | 0 | 0 | 0 | 0 | 0 | 0 | 0 | 0 | 0 | 0
Supercritical steam turbine | 0 | 0 | 0 | 0 | 0 | 0 | 0 | 0 | 0 | 0 | 0
Fluidized bed combustion | 0 | 0 | 0 | 0 | 0 | 0 | 0 | 0 | 0 | 0 | 0
Steam turbine | 0 | 0 | 0 | 0 | 0 | 0 | 0 | 0 | 0 | 0 | 0
Gas fired | 0 | 109 | 467 | 773 | 683 | 287 | 169 | 72 | 67 | 57 | 70
Gas turbine combined cycle | 0 | 0 | 9 | 12 | 39 | 52 | 63 | 1 | 34 | 34 | 39
Gas turbine | 0 | 23 | 27 | 102 | 108 | 63 | 23 | 8 | 8 | 0 | 0
Steam turbine | 0 | 0 | 14 | 53 | 73 | 68 | 47 | 32 | 25 | 23 | 31
Internal combustion engine | 0 | 86 | 417 | 606 | 463 | 104 | 36 | 31 | 0 | 0 | 0
Derived gas fired | 0 | 0 | 0 | 0 | 0 | 0 | 0 | 0 | 0 | 0 | 0
Refinery gas fired | 3 | 3 | 2 | 0 | 0 | 0 | 0 | 0 | 0 | 0 | 0
Diesel oil fired | 232 | 220 | 212 | 166 | 74 | 19 | 9 | 10 | 0 | 0 | 0
Gas turbine combined cycle | 0 | 0 | 0 | 0 | 0 | 0 | 0 | 0 | 0 | 0 | 0
Gas turbine | 22 | 20 | 22 | 13 | 14 | 7 | 4 | 4 | 0 | 0 | 0
Steam turbine | 0 | 0 | 0 | 0 | 0 | 0 | 0 | 0 | 0 | 0 | 0
Internal combustion engine | 210 | 200 | 190 | 153 | 60 | 12 | 5 | 6 | 0 | 0 | 0
Fuel Oil fired | 81 | 33 | 12 | 29 | 30 | 28 | 8 | 1 | 0 | 0 | 0
Integrated gasification combined cycle | 0 | 0 | 0 | 0 | 0 | 0 | 0 | 0 | 0 | 0 | 0
Supercritical steam turbine | 0 | 0 | 0 | 0 | 0 | 0 | 0 | 0 | 0 | 0 | 0
Steam turbine | 81 | 33 | 12 | 29 | 30 | 28 | 8 | 1 | 0 | 0 | 0
Solid biomass & waste fired | 41 | 28 | 0 | 69 | 159 | 158 | 129 | 33 | 43 | 55 | 49
Integrated gasification combined cycle | 0 | 0 | 0 | 0 | 0 | 0 | 0 | 0 | 0 | 0 | 0
Fluidized bed combustion | 41 | 28 | 0 | 49 | 131 | 130 | 118 | 22 | 35 | 48 | 37
Steam turbine | 0 | 0 | 0 | 20 | 28 | 28 | 11 | 11 | 8 | 7 | 12
Fuel cells | 0 | 0 | 0 | 0 | 0 | 0 | 0 | 0 | 0 | 0 | 0
Natural gas fuel cell power plant | 0 | 0 | 0 | 0 | 0 | 0 | 0 | 0 | 0 | 0 | 0
Hydrogen fuel cell power plant | 0 | 0 | 0 | 0 | 0 | 0 | 0 | 0 | 0 | 0 | 0
Wind | 17 | 177 | 686 | 226 | 0 | 0 | 0 | 0 | 0 | 0 | 125
Onshore | 17 | 177 | 686 | 226 | 0 | 0 | 0 | 0 | 0 | 0 | 0
Offshore | 0 | 0 | 0 | 0 | 0 | 0 | 0 | 0 | 0 | 0 | 125
Solar photovoltaics | 48 | 55 | 4091 | 2242 | 0 | 0 | 0 | 0 | 0 | 0 | 0
Solar thermal | 1 | 1 | 0 | 1 | 1 | 1 | 1 | 1 | 0 | 0 | 0
Geothermal | 0 | 0 | 1 | 1 | 1 | 1 | 1 | 0 | 0 | 0 | 0
Tide, wave and ocean | 16 | 16 | 16 | 16 | 24 | 24 | 24 | 24 | 24 | 24 | 44
Tidal | 16 | 16 | 16 | 16 | 24 | 24 | 24 | 24 | 24 | 24 | 44
Wave and ocean | 0 | 0 | 0 | 0 | 0 | 0 | 0 | 0 | 0 | 0 | 0
Hydro | 0 | 51 | 0 | 0 | 0 | 16 | 54 | 0 | 0 | 0 | 0
Run-of-river | 0 | 0 | 0 | 0 | 0 | 0 | 0 | 0 | 0 | 0 | 0
Reservoirs (dams) | 0 | 51 | 0 | 0 | 0 | 16 | 54 | 0 | 0 | 0 | 0
Pump storage | 4 | 1 | 0 | 0 | 0 | 0 | 0 | 0 | 0 | 0 | 0
Electricity only | 376 | 624 | 5115 | 2798 | 354 | 311 | 277 | 91 | 109 | 116 | 268
Nuclear | 12 | 5 | 9 | 8 | 9 | 13 | 4 | 0 | 0 | 0 | 0
Nuclear - current | 12 | 5 | 9 | 8 | 9 | 13 | 4 | 0 | 0 | 0 | 0
Nuclear III | 0 | 0 | 0 | 0 | 0 | 0 | 0 | 0 | 0 | 0 | 0
Nuclear IV | 0 | 0 | 0 | 0 | 0 | 0 | 0 | 0 | 0 | 0 | 0
Conventional thermal | 278 | 318 | 312 | 304 | 319 | 256 | 193 | 66 | 85 | 92 | 99
Coal fired | 33 | 16 | 25 | 11 | 8 | 6 | 3 | 0 | 0 | 0 | 0
Integrated gasification combined cycle | 0 | 0 | 0 | 0 | 0 | 0 | 0 | 0 | 0 | 0 | 0
Supercritical steam turbine | 0 | 0 | 0 | 0 | 0 | 0 | 0 | 0 | 0 | 0 | 0
Fluidized bed combustion | 2 | 0 | 0 | 2 | 1 | 1 | 1 | 0 | 0 | 0 | 0
Steam turbine | 31 | 16 | 25 | 9 | 7 | 5 | 2 | 0 | 0 | 0 | 0
Lignite fired | 0 | 0 | 0 | 0 | 0 | 0 | 0 | 0 | 0 | 0 | 0
Integrated gasification combined cycle | 0 | 0 | 0 | 0 | 0 | 0 | 0 | 0 | 0 | 0 | 0
Supercritical steam turbine | 0 | 0 | 0 | 0 | 0 | 0 | 0 | 0 | 0 | 0 | 0
Fluidized bed combustion | 0 | 0 | 0 | 0 | 0 | 0 | 0 | 0 | 0 | 0 | 0
Steam turbine | 0 | 0 | 0 | 0 | 0 | 0 | 0 | 0 | 0 | 0 | 0
Gas fired | 0 | 109 | 127 | 135 | 147 | 120 | 97 | 37 | 60 | 57 | 69
Gas turbine combined cycle | 0 | 0 | 9 | 6 | 26 | 39 | 49 | 0 | 34 | 34 | 38
Gas turbine | 0 | 23 | 21 | 16 | 19 | 10 | 9 | 7 | 3 | 0 | 0
Steam turbine | 0 | 0 | 14 | 28 | 40 | 40 | 37 | 28 | 23 | 23 | 31
Internal combustion engine | 0 | 86 | 83 | 85 | 62 | 31 | 2 | 2 | 0 | 0 | 0
Derived gas fired | 0 | 0 | 0 | 0 | 0 | 0 | 0 | 0 | 0 | 0 | 0
Refinery gas fired | 3 | 3 | 2 | 0 | 0 | 0 | 0 | 0 | 0 | 0 | 0
Diesel oil fired | 168 | 155 | 146 | 101 | 43 | 11 | 9 | 10 | 0 | 0 | 0
Gas turbine combined cycle | 0 | 0 | 0 | 0 | 0 | 0 | 0 | 0 | 0 | 0 | 0
Gas turbine | 20 | 18 | 20 | 12 | 13 | 7 | 4 | 4 | 0 | 0 | 0
Steam turbine | 0 | 0 | 0 | 0 | 0 | 0 | 0 | 0 | 0 | 0 | 0
Internal combustion engine | 148 | 137 | 126 | 89 | 30 | 4 | 5 | 6 | 0 | 0 | 0
Fuel Oil fired | 39 | 23 | 12 | 16 | 23 | 18 | 6 | 1 | 0 | 0 | 0
Integrated gasification combined cycle | 0 | 0 | 0 | 0 | 0 | 0 | 0 | 0 | 0 | 0 | 0
Supercritical steam turbine | 0 | 0 | 0 | 0 | 0 | 0 | 0 | 0 | 0 | 0 | 0
Steam turbine | 39 | 23 | 12 | 16 | 23 | 18 | 6 | 1 | 0 | 0 | 0
Solid biomass & waste fired | 35 | 12 | 0 | 41 | 98 | 101 | 78 | 18 | 25 | 35 | 30
Integrated gasification combined cycle | 0 | 0 | 0 | 0 | 0 | 0 | 0 | 0 | 0 | 0 | 0
Fluidized bed combustion | 35 | 12 | 0 | 23 | 78 | 80 | 73 | 14 | 23 | 34 | 25
Steam turbine | 0 | 0 | 0 | 18 | 20 | 21 | 5 | 4 | 2 | 1 | 5
Fuel cells | 0 | 0 | 0 | 0 | 0 | 0 | 0 | 0 | 0 | 0 | 0
Natural gas fuel cell power plant | 0 | 0 | 0 | 0 | 0 | 0 | 0 | 0 | 0 | 0 | 0
Hydrogen fuel cell power plant | 0 | 0 | 0 | 0 | 0 | 0 | 0 | 0 | 0 | 0 | 0
Wind | 17 | 177 | 686 | 226 | 0 | 0 | 0 | 0 | 0 | 0 | 125
Onshore | 17 | 177 | 686 | 226 | 0 | 0 | 0 | 0 | 0 | 0 | 0
Offshore | 0 | 0 | 0 | 0 | 0 | 0 | 0 | 0 | 0 | 0 | 125
Solar photovoltaics | 48 | 55 | 4091 | 2242 | 0 | 0 | 0 | 0 | 0 | 0 | 0
Solar thermal | 1 | 1 | 0 | 1 | 1 | 1 | 1 | 1 | 0 | 0 | 0
Geothermal | 0 | 0 | 1 | 1 | 1 | 1 | 1 | 0 | 0 | 0 | 0
Tide, wave and ocean | 16 | 16 | 16 | 16 | 24 | 24 | 24 | 24 | 24 | 24 | 44
Tidal | 16 | 16 | 16 | 16 | 24 | 24 | 24 | 24 | 24 | 24 | 44
Wave and ocean | 0 | 0 | 0 | 0 | 0 | 0 | 0 | 0 | 0 | 0 | 0
Hydro | 0 | 51 | 0 | 0 | 0 | 16 | 54 | 0 | 0 | 0 | 0
Run-of-river | 0 | 0 | 0 | 0 | 0 | 0 | 0 | 0 | 0 | 0 | 0
Reservoirs (dams) | 0 | 51 | 0 | 0 | 0 | 16 | 54 | 0 | 0 | 0 | 0
Pump storage | 4 | 1 | 0 | 0 | 0 | 0 | 0 | 0 | 0 | 0 | 0
CHP power plants | 167 | 100 | 425 | 769 | 655 | 257 | 130 | 50 | 25 | 20 | 19
Nuclear | 0 | 0 | 0 | 0 | 0 | 0 | 0 | 0 | 0 | 0 | 0
Nuclear - current | 0 | 0 | 0 | 0 | 0 | 0 | 0 | 0 | 0 | 0 | 0
Nuclear III | 0 | 0 | 0 | 0 | 0 | 0 | 0 | 0 | 0 | 0 | 0
Nuclear IV | 0 | 0 | 0 | 0 | 0 | 0 | 0 | 0 | 0 | 0 | 0
Conventional thermal | 167 | 100 | 425 | 769 | 655 | 257 | 130 | 50 | 25 | 20 | 19
Coal fired | 55 | 9 | 19 | 25 | 20 | 15 | 5 | 0 | 0 | 0 | 0
Integrated gasification combined cycle | 0 | 0 | 0 | 0 | 0 | 0 | 0 | 0 | 0 | 0 | 0
Supercritical steam turbine | 0 | 0 | 0 | 0 | 0 | 0 | 0 | 0 | 0 | 0 | 0
Fluidized bed combustion | 0 | 0 | 0 | 0 | 0 | 0 | 0 | 0 | 0 | 0 | 0
Steam turbine | 55 | 9 | 19 | 25 | 20 | 15 | 5 | 0 | 0 | 0 | 0
Lignite fired | 0 | 0 | 0 | 0 | 0 | 0 | 0 | 0 | 0 | 0 | 0
Integrated gasification combined cycle | 0 | 0 | 0 | 0 | 0 | 0 | 0 | 0 | 0 | 0 | 0
Supercritical steam turbine | 0 | 0 | 0 | 0 | 0 | 0 | 0 | 0 | 0 | 0 | 0
Fluidized bed combustion | 0 | 0 | 0 | 0 | 0 | 0 | 0 | 0 | 0 | 0 | 0
Steam turbine | 0 | 0 | 0 | 0 | 0 | 0 | 0 | 0 | 0 | 0 | 0
Gas fired | 0 | 0 | 340 | 638 | 536 | 167 | 72 | 35 | 7 | 0 | 0
Gas turbine combined cycle | 0 | 0 | 0 | 6 | 13 | 13 | 14 | 1 | 0 | 0 | 0
Gas turbine | 0 | 0 | 6 | 86 | 89 | 53 | 14 | 1 | 5 | 0 | 0
Steam turbine | 0 | 0 | 0 | 25 | 33 | 28 | 10 | 4 | 2 | 0 | 0
Internal combustion engine | 0 | 0 | 334 | 521 | 401 | 73 | 34 | 29 | 0 | 0 | 0
Derived gas fired | 0 | 0 | 0 | 0 | 0 | 0 | 0 | 0 | 0 | 0 | 0
Refinery gas fired | 0 | 0 | 0 | 0 | 0 | 0 | 0 | 0 | 0 | 0 | 0
Diesel oil fired | 64 | 65 | 66 | 65 | 31 | 8 | 0 | 0 | 0 | 0 | 0
Gas turbine combined cycle | 0 | 0 | 0 | 0 | 0 | 0 | 0 | 0 | 0 | 0 | 0
Gas turbine | 2 | 2 | 2 | 1 | 1 | 0 | 0 | 0 | 0 | 0 | 0
Steam turbine | 0 | 0 | 0 | 0 | 0 | 0 | 0 | 0 | 0 | 0 | 0
Internal combustion engine | 62 | 63 | 64 | 64 | 30 | 8 | 0 | 0 | 0 | 0 | 0
Fuel Oil fired | 42 | 10 | 0 | 13 | 7 | 10 | 2 | 0 | 0 | 0 | 0
Integrated gasification combined cycle | 0 | 0 | 0 | 0 | 0 | 0 | 0 | 0 | 0 | 0 | 0
Supercritical steam turbine | 0 | 0 | 0 | 0 | 0 | 0 | 0 | 0 | 0 | 0 | 0
Steam turbine | 42 | 10 | 0 | 13 | 7 | 10 | 2 | 0 | 0 | 0 | 0
Solid biomass & waste fired | 6 | 16 | 0 | 28 | 61 | 57 | 51 | 15 | 18 | 20 | 19
Integrated gasification combined cycle | 0 | 0 | 0 | 0 | 0 | 0 | 0 | 0 | 0 | 0 | 0
Fluidized bed combustion | 6 | 16 | 0 | 26 | 53 | 50 | 45 | 8 | 12 | 14 | 12
Steam turbine | 0 | 0 | 0 | 2 | 8 | 7 | 6 | 7 | 6 | 6 | 7
Electricity only equipped with CCS | 0 | 0 | 0 | 0 | 0 | 0 | 0 | 0 | 0 | 0 | 1
Conventional thermal | 0 | 0 | 0 | 0 | 0 | 0 | 0 | 0 | 0 | 0 | 1
Coal fired | 0 | 0 | 0 | 0 | 0 | 0 | 0 | 0 | 0 | 0 | 0
Integrated gasification combined cycle | 0 | 0 | 0 | 0 | 0 | 0 | 0 | 0 | 0 | 0 | 0
Supercritical steam turbine | 0 | 0 | 0 | 0 | 0 | 0 | 0 | 0 | 0 | 0 | 0
Fluidized bed combustion | 0 | 0 | 0 | 0 | 0 | 0 | 0 | 0 | 0 | 0 | 0
Steam turbine | 0 | 0 | 0 | 0 | 0 | 0 | 0 | 0 | 0 | 0 | 0
Lignite fired | 0 | 0 | 0 | 0 | 0 | 0 | 0 | 0 | 0 | 0 | 0
Integrated gasification combined cycle | 0 | 0 | 0 | 0 | 0 | 0 | 0 | 0 | 0 | 0 | 0
Supercritical steam turbine | 0 | 0 | 0 | 0 | 0 | 0 | 0 | 0 | 0 | 0 | 0
Fluidized bed combustion | 0 | 0 | 0 | 0 | 0 | 0 | 0 | 0 | 0 | 0 | 0
Steam turbine | 0 | 0 | 0 | 0 | 0 | 0 | 0 | 0 | 0 | 0 | 0
Gas fired | 0 | 0 | 0 | 0 | 0 | 0 | 0 | 0 | 0 | 0 | 1
Gas turbine combined cycle | 0 | 0 | 0 | 0 | 0 | 0 | 0 | 0 | 0 | 0 | 1
Gas turbine | 0 | 0 | 0 | 0 | 0 | 0 | 0 | 0 | 0 | 0 | 0
Steam turbine | 0 | 0 | 0 | 0 | 0 | 0 | 0 | 0 | 0 | 0 | 0
Internal combustion engine | 0 | 0 | 0 | 0 | 0 | 0 | 0 | 0 | 0 | 0 | 0
Derived gas fired | 0 | 0 | 0 | 0 | 0 | 0 | 0 | 0 | 0 | 0 | 0
Refinery gas fired | 0 | 0 | 0 | 0 | 0 | 0 | 0 | 0 | 0 | 0 | 0
Diesel oil fired | 0 | 0 | 0 | 0 | 0 | 0 | 0 | 0 | 0 | 0 | 0
Gas turbine combined cycle | 0 | 0 | 0 | 0 | 0 | 0 | 0 | 0 | 0 | 0 | 0
Gas turbine | 0 | 0 | 0 | 0 | 0 | 0 | 0 | 0 | 0 | 0 | 0
Steam turbine | 0 | 0 | 0 | 0 | 0 | 0 | 0 | 0 | 0 | 0 | 0
Internal combustion engine | 0 | 0 | 0 | 0 | 0 | 0 | 0 | 0 | 0 | 0 | 0
Fuel Oil fired | 0 | 0 | 0 | 0 | 0 | 0 | 0 | 0 | 0 | 0 | 0
Integrated gasification combined cycle | 0 | 0 | 0 | 0 | 0 | 0 | 0 | 0 | 0 | 0 | 0
Supercritical steam turbine | 0 | 0 | 0 | 0 | 0 | 0 | 0 | 0 | 0 | 0 | 0
Steam turbine | 0 | 0 | 0 | 0 | 0 | 0 | 0 | 0 | 0 | 0 | 0
Solid biomass & waste fired | 0 | 0 | 0 | 0 | 0 | 0 | 0 | 0 | 0 | 0 | 0
Integrated gasification combined cycle | 0 | 0 | 0 | 0 | 0 | 0 | 0 | 0 | 0 | 0 | 0
Fluidized bed combustion | 0 | 0 | 0 | 0 | 0 | 0 | 0 | 0 | 0 | 0 | 0
Steam turbine | 0 | 0 | 0 | 0 | 0 | 0 | 0 | 0 | 0 | 0 | 0
CHP power plants equipped with CCS | 0 | 0 | 0 | 0 | 0 | 0 | 0 | 0 | 0 | 0 | 0
Conventional thermal | 0 | 0 | 0 | 0 | 0 | 0 | 0 | 0 | 0 | 0 | 0
Coal fired | 0 | 0 | 0 | 0 | 0 | 0 | 0 | 0 | 0 | 0 | 0
Integrated gasification combined cycle | 0 | 0 | 0 | 0 | 0 | 0 | 0 | 0 | 0 | 0 | 0
Supercritical steam turbine | 0 | 0 | 0 | 0 | 0 | 0 | 0 | 0 | 0 | 0 | 0
Fluidized bed combustion | 0 | 0 | 0 | 0 | 0 | 0 | 0 | 0 | 0 | 0 | 0
Steam turbine | 0 | 0 | 0 | 0 | 0 | 0 | 0 | 0 | 0 | 0 | 0
Lignite fired | 0 | 0 | 0 | 0 | 0 | 0 | 0 | 0 | 0 | 0 | 0
Integrated gasification combined cycle | 0 | 0 | 0 | 0 | 0 | 0 | 0 | 0 | 0 | 0 | 0
Supercritical steam turbine | 0 | 0 | 0 | 0 | 0 | 0 | 0 | 0 | 0 | 0 | 0
Fluidized bed combustion | 0 | 0 | 0 | 0 | 0 | 0 | 0 | 0 | 0 | 0 | 0
Steam turbine | 0 | 0 | 0 | 0 | 0 | 0 | 0 | 0 | 0 | 0 | 0
Gas fired | 0 | 0 | 0 | 0 | 0 | 0 | 0 | 0 | 0 | 0 | 0
Gas turbine combined cycle | 0 | 0 | 0 | 0 | 0 | 0 | 0 | 0 | 0 | 0 | 0
Gas turbine | 0 | 0 | 0 | 0 | 0 | 0 | 0 | 0 | 0 | 0 | 0
Steam turbine | 0 | 0 | 0 | 0 | 0 | 0 | 0 | 0 | 0 | 0 | 0
Internal combustion engine | 0 | 0 | 0 | 0 | 0 | 0 | 0 | 0 | 0 | 0 | 0
Derived gas fired | 0 | 0 | 0 | 0 | 0 | 0 | 0 | 0 | 0 | 0 | 0
Refinery gas fired | 0 | 0 | 0 | 0 | 0 | 0 | 0 | 0 | 0 | 0 | 0
Diesel oil fired | 0 | 0 | 0 | 0 | 0 | 0 | 0 | 0 | 0 | 0 | 0
Gas turbine combined cycle | 0 | 0 | 0 | 0 | 0 | 0 | 0 | 0 | 0 | 0 | 0
Gas turbine | 0 | 0 | 0 | 0 | 0 | 0 | 0 | 0 | 0 | 0 | 0
Steam turbine | 0 | 0 | 0 | 0 | 0 | 0 | 0 | 0 | 0 | 0 | 0
Internal combustion engine | 0 | 0 | 0 | 0 | 0 | 0 | 0 | 0 | 0 | 0 | 0
Fuel Oil fired | 0 | 0 | 0 | 0 | 0 | 0 | 0 | 0 | 0 | 0 | 0
Integrated gasification combined cycle | 0 | 0 | 0 | 0 | 0 | 0 | 0 | 0 | 0 | 0 | 0
Supercritical steam turbine | 0 | 0 | 0 | 0 | 0 | 0 | 0 | 0 | 0 | 0 | 0
Steam turbine | 0 | 0 | 0 | 0 | 0 | 0 | 0 | 0 | 0 | 0 | 0
Solid biomass & waste fired | 0 | 0 | 0 | 0 | 0 | 0 | 0 | 0 | 0 | 0 | 0
Integrated gasification combined cycle | 0 | 0 | 0 | 0 | 0 | 0 | 0 | 0 | 0 | 0 | 0
Fluidized bed combustion | 0 | 0 | 0 | 0 | 0 | 0 | 0 | 0 | 0 | 0 | 0
Steam turbine | 0 | 0 | 0 | 0 | 0 | 0 | 0 | 0 | 0 | 0 | 0

## Operating Hours RD
FR: Effective operating hours - representative day | 2000 | 2005 | 2010 | 2015 | 2020 | 2025 | 2030 | 2035 | 2040 | 2045 | 2050
Total | 17.9278 | 17.0726 | 16.4722 | 15.209 | 12.4833 | 12.964 | 12.5219 | 11.49 | 10.1789 | 9.8463 | 9.5509
Nuclear | 22.08 | 22.08 | 22.08 | 22.08 | 21.3079 | 22.08 | 22.08 | 22.08 | 21.6325 | 21.5428 | 21.2468
Nuclear - current | 22.08 | 22.08 | 22.08 | 22.08 | 21.3079 | 22.08 | 22.08 | 22.08 | 21.6325 | 21.5428 | 21.2468
Nuclear III | 0 | 0 | 0 | 0 | 0 | 0 | 0 | 0 | 0 | 0 | 0
Nuclear IV | 0 | 0 | 0 | 0 | 0 | 0 | 0 | 0 | 0 | 0 | 0
Conventional thermal | 0 | 0 | 0 | 0 | 0 | 0 | 0 | 0 | 0 | 0 | 0
Coal fired | 20.3715 | 15.3857 | 17.5495 | 19.6979 | 11.2413 | 21.0403 | 12.4835 | 12.9473 | 7.3193 | 0 | 0
Integrated gasification combined cycle | 0 | 0 | 0 | 0 | 0 | 0 | 0 | 0 | 0 | 0 | 0
Supercritical steam turbine | 0 | 0 | 0 | 0 | 0 | 0 | 0 | 0 | 0 | 0 | 0
Fluidized bed combustion | 21.12 | 19.5871 | 20.4698 | 18.8298 | 11.6448 | 14.6532 | 0 | 0 | 0 | 0 | 0
Steam turbine | 20.3687 | 15.0792 | 17.2108 | 19.7051 | 6.8788 | 22.08 | 12.4835 | 12.9473 | 7.3193 | 0 | 0
Lignite fired | 0 | 0 | 0 | 0 | 0 | 0 | 0 | 0 | 0 | 0 | 0
Integrated gasification combined cycle | 0 | 0 | 0 | 0 | 0 | 0 | 0 | 0 | 0 | 0 | 0
Supercritical steam turbine | 0 | 0 | 0 | 0 | 0 | 0 | 0 | 0 | 0 | 0 | 0
Fluidized bed combustion | 0 | 0 | 0 | 0 | 0 | 0 | 0 | 0 | 0 | 0 | 0
Steam turbine | 0 | 0 | 0 | 0 | 0 | 0 | 0 | 0 | 0 | 0 | 0
Gas fired | 11.2638 | 13.6586 | 13.9801 | 10.6436 | 6.3413 | 10.8434 | 8.9906 | 18.5014 | 16.1243 | 13.27 | 22.0819
Gas turbine combined cycle | 18.6044 | 19.151 | 16.1135 | 10.7935 | 6.2474 | 11.4625 | 9.4312 | 18.3994 | 15.4765 | 11.4516 | 22.1199
Gas turbine | 9.5787 | 6.7856 | 6.5142 | 7.6627 | 1.3878 | 1.2527 | 1.1667 | 11.2893 | 0 | 0 | 0
Steam turbine | 16.7235 | 16.2779 | 16.0879 | 15.5778 | 12.6702 | 17.0362 | 12.181 | 20.6102 | 18.9017 | 18.5427 | 9.0243
Internal combustion engine | 2.714 | 1.081 | 0.6786 | 1.3793 | 0.79275 | 0.69447 | 1.2208 | 4.0103 | 0 | 0 | 0
Derived gas fired | 12.0563 | 10.0598 | 11.0689 | 18.4187 | 20.8561 | 20.4578 | 20.0638 | 20.1605 | 20.5437 | 19.5237 | 15.6649
Refinery gas fired | 0.43628 | 0.39447 | 5.5895 | 9.1844 | 11.9054 | 16.5817 | 18.7681 | 16.3896 | 16.1056 | 15.7015 | 15.221
Diesel oil fired | 3.5027 | 4.3938 | 5.0761 | 3.3981 | 0.83467 | 0.2228 | 0.23572 | 0.14976 | 0 | 0 | 0
Gas turbine combined cycle | 0 | 0 | 0 | 0 | 0 | 0 | 0 | 0 | 0 | 0 | 0
Gas turbine | 3.5027 | 4.6101 | 5.1531 | 3.7193 | 0.83467 | 0.26284 | 0.2984 | 0 | 0 | 0 | 0
Steam turbine | 0 | 0 | 0 | 0 | 0 | 0 | 0 | 0 | 0 | 0 | 0
Internal combustion engine | 0 | 1.445 | 0.020777 | 0.20304 | 0 | 0.20013 | 0.14976 | 0.14976 | 0 | 0 | 0
Fuel Oil fired | 10.5329 | 13.5601 | 5.5607 | 5.4592 | 11.68 | 12.7821 | 4.5467 | 9.2337 | 0 | 0 | 0
Integrated gasification combined cycle | 0 | 0 | 0 | 0 | 0 | 0 | 0 | 0 | 0 | 0 | 0
Supercritical steam turbine | 0 | 0 | 0 | 0 | 0 | 0 | 0 | 0 | 0 | 0 | 0
Steam turbine | 10.5329 | 13.5601 | 5.5607 | 5.4592 | 11.68 | 12.7821 | 4.5467 | 9.2337 | 0 | 0 | 0
Solid biomass & waste fired | 14.0193 | 18.9838 | 13.6908 | 21.36 | 20.6487 | 15.6799 | 19.2733 | 20.687 | 19.8104 | 16.1469 | 15.0849
Integrated gasification combined cycle | 0 | 0 | 0 | 0 | 0 | 0 | 0 | 0 | 0 | 0 | 0
Fluidized bed combustion | 14.1041 | 19.4846 | 13.7563 | 20.76 | 20.6487 | 18.9982 | 19.3545 | 20.4693 | 19.4693 | 16.6602 | 15.0849
Steam turbine | 12.5319 | 7.1021 | 12.1302 | 16.8652 | 0 | 7.8284 | 18.9547 | 21.36 | 20.6874 | 15.5939 | 0
Fuel cells | 0 | 0 | 0 | 0 | 0 | 0 | 0 | 0 | 0 | 0 | 0
Natural gas fuel cell power plant | 0 | 0 | 0 | 0 | 0 | 0 | 0 | 0 | 0 | 0 | 0
Hydrogen fuel cell power plant | 0 | 0 | 0 | 0 | 0 | 0 | 0 | 0 | 0 | 0 | 0
Wind | 4.4774 | 5.4889 | 5.9899 | 6.1344 | 6.4003 | 6.4421 | 6.8442 | 7.4928 | 8.2053 | 8.7383 | 8.8947
Onshore | 4.4774 | 5.4889 | 5.9899 | 6.1344 | 6.3796 | 6.3973 | 6.5841 | 6.9258 | 7.2766 | 7.7313 | 7.8522
Offshore | 0 | 0 | 0 | 0 | 9.2398 | 9.3656 | 10.9089 | 11.5502 | 12.0197 | 12.2401 | 12.3725
Solar photovoltaics | 2.5997 | 2.6079 | 2.9788 | 3.2135 | 3.3577 | 3.3754 | 3.5296 | 3.6505 | 4.0196 | 4.2262 | 4.2995
Solar thermal | 0 | 0 | 0 | 0 | 0 | 0 | 0 | 0 | 0 | 0 | 0
Geothermal | 0 | 0 | 0 | 0 | 0 | 0 | 0 | 0 | 0 | 0 | 0
Tide, wave and ocean | 19.2867 | 18.3038 | 18.1136 | 18.5258 | 21.6 | 21.6 | 21.6 | 21.6 | 21.6 | 21.6 | 21.6
Tidal | 19.2867 | 18.3038 | 18.1136 | 18.5258 | 21.6 | 21.6 | 21.6 | 21.6 | 21.6 | 21.6 | 21.6
Wave and ocean | 0 | 0 | 0 | 0 | 0 | 0 | 0 | 0 | 0 | 0 | 0
Hydro | 10.523 | 8.9877 | 9.8452 | 8.5906 | 7.7397 | 9.0833 | 9.2419 | 9.2327 | 9.8489 | 9.6744 | 9.5504
Run-of-river | 11.6969 | 9.9993 | 11.2912 | 10.4122 | 9.2023 | 11.6342 | 11.5607 | 11.5654 | 11.4441 | 11.1402 | 11.0922
Reservoirs (dams) | 9.5225 | 7.9418 | 8.5958 | 7.0134 | 6.4572 | 6.6823 | 6.6278 | 7.0182 | 8.278 | 8.2052 | 7.9744
Pump storage | 2.0906 | 1.9973 | 1.9898 | 2.0504 | 1.9678 | 1.9654 | 1.9728 | 1.9699 | 1.975 | 1.9751 | 1.9751
Electricity only | 18.2347 | 17.3378 | 16.6483 | 15.2178 | 12.509 | 12.9732 | 12.5331 | 11.4349 | 10.1407 | 9.829 | 9.2721
Nuclear | 22.08 | 22.08 | 22.08 | 22.08 | 21.3079 | 22.08 | 22.08 | 22.08 | 21.6325 | 21.5428 | 21.2468
Nuclear - current | 22.08 | 22.08 | 22.08 | 22.08 | 21.3079 | 22.08 | 22.08 | 22.08 | 21.6325 | 21.5428 | 21.2468
Nuclear III | 0 | 0 | 0 | 0 | 0 | 0 | 0 | 0 | 0 | 0 | 0
Nuclear IV | 0 | 0 | 0 | 0 | 0 | 0 | 0 | 0 | 0 | 0 | 0
Conventional thermal | 0 | 0 | 0 | 0 | 0 | 0 | 0 | 0 | 0 | 0 | 0
Coal fired | 20.3777 | 15.3214 | 17.4548 | 19.8082 | 10.1524 | 21.1196 | 12.6 | 0 | 0 | 0 | 0
Integrated gasification combined cycle | 0 | 0 | 0 | 0 | 0 | 0 | 0 | 0 | 0 | 0 | 0
Supercritical steam turbine | 0 | 0 | 0 | 0 | 0 | 0 | 0 | 0 | 0 | 0 | 0
Fluidized bed combustion | 0 | 19.5972 | 20.7962 | 0 | 10.4159 | 14.3945 | 0 | 0 | 0 | 0 | 0
Steam turbine | 20.3777 | 14.9984 | 17.0514 | 19.8082 | 4.9804 | 22.08 | 12.6 | 0 | 0 | 0 | 0
Lignite fired | 0 | 0 | 0 | 0 | 0 | 0 | 0 | 0 | 0 | 0 | 0
Integrated gasification combined cycle | 0 | 0 | 0 | 0 | 0 | 0 | 0 | 0 | 0 | 0 | 0
Supercritical steam turbine | 0 | 0 | 0 | 0 | 0 | 0 | 0 | 0 | 0 | 0 | 0
Fluidized bed combustion | 0 | 0 | 0 | 0 | 0 | 0 | 0 | 0 | 0 | 0 | 0
Steam turbine | 0 | 0 | 0 | 0 | 0 | 0 | 0 | 0 | 0 | 0 | 0
Gas fired | 13.3191 | 18.0821 | 15.8957 | 10.127 | 5.0808 | 18.697 | 13.0817 | 18.8425 | 16.1713 | 13.3086 | 0
Gas turbine combined cycle | 20.1602 | 19.2378 | 15.8957 | 10.5182 | 5.0808 | 19.2522 | 13.0817 | 18.6956 | 15.4765 | 11.4516 | 0
Gas turbine | 8.6492 | 5.3712 | 0 | 6.1353 | 0 | 0 | 0 | 0 | 0 | 0 | 0
Steam turbine | 21.96 | 9.2069 | 0 | 10.9379 | 0 | 14.0746 | 0 | 21.6219 | 19.7461 | 18.939 | 0
Internal combustion engine | 9.3028 | 0 | 0 | 0 | 0 | 0 | 0 | 0 | 0 | 0 | 0
Derived gas fired | 12.7758 | 10.6988 | 12.1291 | 18.8909 | 20.8851 | 20.4518 | 20.0269 | 20.1283 | 20.3749 | 19.4905 | 15.6382
Refinery gas fired | 0 | 0 | 0 | 8.1283 | 9.3973 | 16.3527 | 15.7928 | 16.3284 | 16.0455 | 15.6429 | 15.1642
Diesel oil fired | 3.5027 | 5.1387 | 5.8976 | 2.3068 | 1.9355 | 0.20013 | 0.14976 | 0.14976 | 0 | 0 | 0
Gas turbine combined cycle | 0 | 0 | 0 | 0 | 0 | 0 | 0 | 0 | 0 | 0 | 0
Gas turbine | 3.5027 | 5.314 | 5.8976 | 2.5515 | 1.9355 | 0 | 0 | 0 | 0 | 0 | 0
Steam turbine | 0 | 0 | 0 | 0 | 0 | 0 | 0 | 0 | 0 | 0 | 0
Internal combustion engine | 0 | 2.1316 | 0 | 0.20651 | 0 | 0.20013 | 0.14976 | 0.14976 | 0 | 0 | 0
Fuel Oil fired | 10.5329 | 13.1817 | 4.8789 | 5.0464 | 8.2823 | 7.7947 | 0.19871 | 0 | 0 | 0 | 0
Integrated gasification combined cycle | 0 | 0 | 0 | 0 | 0 | 0 | 0 | 0 | 0 | 0 | 0
Supercritical steam turbine | 0 | 0 | 0 | 0 | 0 | 0 | 0 | 0 | 0 | 0 | 0
Steam turbine | 10.5329 | 13.1817 | 4.8789 | 5.0464 | 8.2823 | 7.7947 | 0.19871 | 0 | 0 | 0 | 0
Solid biomass & waste fired | 15.6344 | 18.5148 | 11.362 | 18.8316 | 18.9066 | 5.3596 | 15.4818 | 19.9363 | 19.8519 | 16.8891 | 0
Integrated gasification combined cycle | 0 | 0 | 0 | 0 | 0 | 0 | 0 | 0 | 0 | 0 | 0
Fluidized bed combustion | 15.6344 | 18.5148 | 11.3157 | 20.0174 | 18.9066 | 0 | 15.4818 | 19.4461 | 19.5626 | 19.273 | 0
Steam turbine | 0 | 0 | 12.9289 | 6.7436 | 0 | 5.3596 | 0 | 21.36 | 20.3358 | 16.0369 | 0
Fuel cells | 0 | 0 | 0 | 0 | 0 | 0 | 0 | 0 | 0 | 0 | 0
Natural gas fuel cell power plant | 0 | 0 | 0 | 0 | 0 | 0 | 0 | 0 | 0 | 0 | 0
Hydrogen fuel cell power plant | 0 | 0 | 0 | 0 | 0 | 0 | 0 | 0 | 0 | 0 | 0
Wind | 4.4774 | 5.4889 | 5.9899 | 6.1344 | 6.4003 | 6.4421 | 6.8442 | 7.4928 | 8.2053 | 8.7383 | 8.8947
Onshore | 4.4774 | 5.4889 | 5.9899 | 6.1344 | 6.3796 | 6.3973 | 6.5841 | 6.9258 | 7.2766 | 7.7313 | 7.8522
Offshore | 0 | 0 | 0 | 0 | 9.2398 | 9.3656 | 10.9089 | 11.5502 | 12.0197 | 12.2401 | 12.3725
Solar photovoltaics | 2.5997 | 2.6079 | 2.9788 | 3.2135 | 3.3577 | 3.3754 | 3.5296 | 3.6505 | 4.0196 | 4.2262 | 4.2995
Solar thermal | 0 | 0 | 0 | 0 | 0 | 0 | 0 | 0 | 0 | 0 | 0
Geothermal | 0 | 0 | 0 | 0 | 0 | 0 | 0 | 0 | 0 | 0 | 0
Tide, wave and ocean | 19.2867 | 18.3038 | 18.1136 | 18.5258 | 21.6 | 21.6 | 21.6 | 21.6 | 21.6 | 21.6 | 21.6
Tidal | 19.2867 | 18.3038 | 18.1136 | 18.5258 | 21.6 | 21.6 | 21.6 | 21.6 | 21.6 | 21.6 | 21.6
Wave and ocean | 0 | 0 | 0 | 0 | 0 | 0 | 0 | 0 | 0 | 0 | 0
Hydro | 10.523 | 8.9877 | 9.8452 | 8.5906 | 7.7397 | 9.0833 | 9.2419 | 9.2327 | 9.8489 | 9.6744 | 9.5504
Run-of-river | 11.6969 | 9.9993 | 11.2912 | 10.4122 | 9.2023 | 11.6342 | 11.5607 | 11.5654 | 11.4441 | 11.1402 | 11.0922
Reservoirs (dams) | 9.5225 | 7.9418 | 8.5958 | 7.0134 | 6.4572 | 6.6823 | 6.6278 | 7.0182 | 8.278 | 8.2052 | 7.9744
Pump storage | 2.0906 | 1.9973 | 1.9898 | 2.0504 | 1.9678 | 1.9654 | 1.9728 | 1.9699 | 1.975 | 1.9751 | 1.9751
CHP power plants | 10.3224 | 11.8142 | 12.4005 | 14.7949 | 10.1864 | 12.1209 | 11.3879 | 16.9637 | 18.5146 | 16.0536 | 15.163
Nuclear | 0 | 0 | 0 | 0 | 0 | 0 | 0 | 0 | 0 | 0 | 0
Nuclear - current | 0 | 0 | 0 | 0 | 0 | 0 | 0 | 0 | 0 | 0 | 0
Nuclear III | 0 | 0 | 0 | 0 | 0 | 0 | 0 | 0 | 0 | 0 | 0
Nuclear IV | 0 | 0 | 0 | 0 | 0 | 0 | 0 | 0 | 0 | 0 | 0
Conventional thermal | 0 | 0 | 0 | 0 | 0 | 0 | 0 | 0 | 0 | 0 | 0
Coal fired | 20.2133 | 16.3131 | 18.8526 | 13.6841 | 18.5582 | 16.5983 | 9.9661 | 12.9473 | 7.3193 | 0 | 0
Integrated gasification combined cycle | 0 | 0 | 0 | 0 | 0 | 0 | 0 | 0 | 0 | 0 | 0
Supercritical steam turbine | 0 | 0 | 0 | 0 | 0 | 0 | 0 | 0 | 0 | 0 | 0
Fluidized bed combustion | 21.12 | 19.297 | 11.1279 | 18.8298 | 21.12 | 19.596 | 0 | 0 | 0 | 0 | 0
Steam turbine | 20.1185 | 16.2036 | 19.2745 | 9.334 | 8.7644 | 3.0805 | 9.9661 | 12.9473 | 7.3193 | 0 | 0
Lignite fired | 0 | 0 | 0 | 0 | 0 | 0 | 0 | 0 | 0 | 0 | 0
Integrated gasification combined cycle | 0 | 0 | 0 | 0 | 0 | 0 | 0 | 0 | 0 | 0 | 0
Supercritical steam turbine | 0 | 0 | 0 | 0 | 0 | 0 | 0 | 0 | 0 | 0 | 0
Fluidized bed combustion | 0 | 0 | 0 | 0 | 0 | 0 | 0 | 0 | 0 | 0 | 0
Steam turbine | 0 | 0 | 0 | 0 | 0 | 0 | 0 | 0 | 0 | 0 | 0
Gas fired | 10.7485 | 11.7247 | 12.0426 | 12.1317 | 7.4865 | 10.3805 | 8.7539 | 12.5655 | 14.6798 | 9.8645 | 9.0243
Gas turbine combined cycle | 18.3035 | 19.0571 | 16.6135 | 11.897 | 7.7743 | 10.8262 | 9.1086 | 11.5856 | 0 | 0 | 0
Gas turbine | 9.922 | 6.8588 | 6.5142 | 10.5492 | 1.3878 | 1.2527 | 1.1667 | 11.2893 | 0 | 0 | 0
Steam turbine | 15.162 | 17.696 | 16.0879 | 16.5356 | 12.6702 | 17.1354 | 12.181 | 16.6185 | 14.6798 | 9.8645 | 9.0243
Internal combustion engine | 1.7471 | 1.081 | 0.6786 | 1.3793 | 0.79275 | 0.69447 | 1.2208 | 4.0103 | 0 | 0 | 0
Derived gas fired | 5.1815 | 4.1029 | 2.7776 | 7.7119 | 20.2127 | 20.5017 | 20.223 | 20.271 | 21.1419 | 19.622 | 15.7438
Refinery gas fired | 0.43628 | 0.39447 | 5.5895 | 9.6217 | 13.1312 | 16.6634 | 20.0302 | 16.4101 | 16.1257 | 15.7212 | 15.24
Diesel oil fired | 0 | 0.62815 | 0.37887 | 9.2658 | 0.2897 | 0.26284 | 0.2984 | 0 | 0 | 0 | 0
Gas turbine combined cycle | 0 | 0 | 0 | 0 | 0 | 0 | 0 | 0 | 0 | 0 | 0
Gas turbine | 0 | 0.7214 | 0.41902 | 9.4679 | 0.2897 | 0.26284 | 0.2984 | 0 | 0 | 0 | 0
Steam turbine | 0 | 0 | 0 | 0 | 0 | 0 | 0 | 0 | 0 | 0 | 0
Internal combustion engine | 0 | 0.032742 | 0.020777 | 0.11294 | 0 | 0 | 0 | 0 | 0 | 0 | 0
Fuel Oil fired | 0 | 17.1917 | 16.1716 | 20.5758 | 15.2906 | 17.6334 | 16.3403 | 9.2337 | 0 | 0 | 0
Integrated gasification combined cycle | 0 | 0 | 0 | 0 | 0 | 0 | 0 | 0 | 0 | 0 | 0
Supercritical steam turbine | 0 | 0 | 0 | 0 | 0 | 0 | 0 | 0 | 0 | 0 | 0
Steam turbine | 0 | 17.1917 | 16.1716 | 20.5758 | 15.2906 | 17.6334 | 16.3403 | 9.2337 | 0 | 0 | 0
Solid biomass & waste fired | 12.9394 | 19.4849 | 15.98 | 21.36 | 20.76 | 18.663 | 19.5216 | 21.36 | 19.7297 | 14.9236 | 15.0849
Integrated gasification combined cycle | 0 | 0 | 0 | 0 | 0 | 0 | 0 | 0 | 0 | 0 | 0
Fluidized bed combustion | 12.9797 | 20.6155 | 16.2136 | 20.76 | 20.76 | 18.9982 | 19.6782 | 20.76 | 19.3436 | 15.4528 | 15.0849
Steam turbine | 12.5319 | 7.1021 | 11.6944 | 21.36 | 0 | 15.4288 | 18.9547 | 21.36 | 21.36 | 6.7547 | 0
Electricity only equipped with CCS | 0 | 0 | 0 | 0 | 0 | 0 | 0 | 0 | 0 | 0 | 22.1199
Conventional thermal | 0 | 0 | 0 | 0 | 0 | 0 | 0 | 0 | 0 | 0 | 0
Coal fired | 0 | 0 | 0 | 0 | 0 | 0 | 0 | 0 | 0 | 0 | 0
Integrated gasification combined cycle | 0 | 0 | 0 | 0 | 0 | 0 | 0 | 0 | 0 | 0 | 0
Supercritical steam turbine | 0 | 0 | 0 | 0 | 0 | 0 | 0 | 0 | 0 | 0 | 0
Fluidized bed combustion | 0 | 0 | 0 | 0 | 0 | 0 | 0 | 0 | 0 | 0 | 0
Steam turbine | 0 | 0 | 0 | 0 | 0 | 0 | 0 | 0 | 0 | 0 | 0
Lignite fired | 0 | 0 | 0 | 0 | 0 | 0 | 0 | 0 | 0 | 0 | 0
Integrated gasification combined cycle | 0 | 0 | 0 | 0 | 0 | 0 | 0 | 0 | 0 | 0 | 0
Supercritical steam turbine | 0 | 0 | 0 | 0 | 0 | 0 | 0 | 0 | 0 | 0 | 0
Fluidized bed combustion | 0 | 0 | 0 | 0 | 0 | 0 | 0 | 0 | 0 | 0 | 0
Steam turbine | 0 | 0 | 0 | 0 | 0 | 0 | 0 | 0 | 0 | 0 | 0
Gas fired | 0 | 0 | 0 | 0 | 0 | 0 | 0 | 0 | 0 | 0 | 22.1199
Gas turbine combined cycle | 0 | 0 | 0 | 0 | 0 | 0 | 0 | 0 | 0 | 0 | 22.1199
Gas turbine | 0 | 0 | 0 | 0 | 0 | 0 | 0 | 0 | 0 | 0 | 0
Steam turbine | 0 | 0 | 0 | 0 | 0 | 0 | 0 | 0 | 0 | 0 | 0
Internal combustion engine | 0 | 0 | 0 | 0 | 0 | 0 | 0 | 0 | 0 | 0 | 0
Derived gas fired | 0 | 0 | 0 | 0 | 0 | 0 | 0 | 0 | 0 | 0 | 0
Refinery gas fired | 0 | 0 | 0 | 0 | 0 | 0 | 0 | 0 | 0 | 0 | 0
Diesel oil fired | 0 | 0 | 0 | 0 | 0 | 0 | 0 | 0 | 0 | 0 | 0
Gas turbine combined cycle | 0 | 0 | 0 | 0 | 0 | 0 | 0 | 0 | 0 | 0 | 0
Gas turbine | 0 | 0 | 0 | 0 | 0 | 0 | 0 | 0 | 0 | 0 | 0
Steam turbine | 0 | 0 | 0 | 0 | 0 | 0 | 0 | 0 | 0 | 0 | 0
Internal combustion engine | 0 | 0 | 0 | 0 | 0 | 0 | 0 | 0 | 0 | 0 | 0
Fuel Oil fired | 0 | 0 | 0 | 0 | 0 | 0 | 0 | 0 | 0 | 0 | 0
Integrated gasification combined cycle | 0 | 0 | 0 | 0 | 0 | 0 | 0 | 0 | 0 | 0 | 0
Supercritical steam turbine | 0 | 0 | 0 | 0 | 0 | 0 | 0 | 0 | 0 | 0 | 0
Steam turbine | 0 | 0 | 0 | 0 | 0 | 0 | 0 | 0 | 0 | 0 | 0
Solid biomass & waste fired | 0 | 0 | 0 | 0 | 0 | 0 | 0 | 0 | 0 | 0 | 0
Integrated gasification combined cycle | 0 | 0 | 0 | 0 | 0 | 0 | 0 | 0 | 0 | 0 | 0
Fluidized bed combustion | 0 | 0 | 0 | 0 | 0 | 0 | 0 | 0 | 0 | 0 | 0
Steam turbine | 0 | 0 | 0 | 0 | 0 | 0 | 0 | 0 | 0 | 0 | 0
CHP power plants equipped with CCS | 0 | 0 | 0 | 0 | 0 | 0 | 0 | 0 | 0 | 0 | 0
Conventional thermal | 0 | 0 | 0 | 0 | 0 | 0 | 0 | 0 | 0 | 0 | 0
Coal fired | 0 | 0 | 0 | 0 | 0 | 0 | 0 | 0 | 0 | 0 | 0
Integrated gasification combined cycle | 0 | 0 | 0 | 0 | 0 | 0 | 0 | 0 | 0 | 0 | 0
Supercritical steam turbine | 0 | 0 | 0 | 0 | 0 | 0 | 0 | 0 | 0 | 0 | 0
Fluidized bed combustion | 0 | 0 | 0 | 0 | 0 | 0 | 0 | 0 | 0 | 0 | 0
Steam turbine | 0 | 0 | 0 | 0 | 0 | 0 | 0 | 0 | 0 | 0 | 0
Lignite fired | 0 | 0 | 0 | 0 | 0 | 0 | 0 | 0 | 0 | 0 | 0
Integrated gasification combined cycle | 0 | 0 | 0 | 0 | 0 | 0 | 0 | 0 | 0 | 0 | 0
Supercritical steam turbine | 0 | 0 | 0 | 0 | 0 | 0 | 0 | 0 | 0 | 0 | 0
Fluidized bed combustion | 0 | 0 | 0 | 0 | 0 | 0 | 0 | 0 | 0 | 0 | 0
Steam turbine | 0 | 0 | 0 | 0 | 0 | 0 | 0 | 0 | 0 | 0 | 0
Gas fired | 0 | 0 | 0 | 0 | 0 | 0 | 0 | 0 | 0 | 0 | 0
Gas turbine combined cycle | 0 | 0 | 0 | 0 | 0 | 0 | 0 | 0 | 0 | 0 | 0
Gas turbine | 0 | 0 | 0 | 0 | 0 | 0 | 0 | 0 | 0 | 0 | 0
Steam turbine | 0 | 0 | 0 | 0 | 0 | 0 | 0 | 0 | 0 | 0 | 0
Internal combustion engine | 0 | 0 | 0 | 0 | 0 | 0 | 0 | 0 | 0 | 0 | 0
Derived gas fired | 0 | 0 | 0 | 0 | 0 | 0 | 0 | 0 | 0 | 0 | 0
Refinery gas fired | 0 | 0 | 0 | 0 | 0 | 0 | 0 | 0 | 0 | 0 | 0
Diesel oil fired | 0 | 0 | 0 | 0 | 0 | 0 | 0 | 0 | 0 | 0 | 0
Gas turbine combined cycle | 0 | 0 | 0 | 0 | 0 | 0 | 0 | 0 | 0 | 0 | 0
Gas turbine | 0 | 0 | 0 | 0 | 0 | 0 | 0 | 0 | 0 | 0 | 0
Steam turbine | 0 | 0 | 0 | 0 | 0 | 0 | 0 | 0 | 0 | 0 | 0
Internal combustion engine | 0 | 0 | 0 | 0 | 0 | 0 | 0 | 0 | 0 | 0 | 0
Fuel Oil fired | 0 | 0 | 0 | 0 | 0 | 0 | 0 | 0 | 0 | 0 | 0
Integrated gasification combined cycle | 0 | 0 | 0 | 0 | 0 | 0 | 0 | 0 | 0 | 0 | 0
Supercritical steam turbine | 0 | 0 | 0 | 0 | 0 | 0 | 0 | 0 | 0 | 0 | 0
Steam turbine | 0 | 0 | 0 | 0 | 0 | 0 | 0 | 0 | 0 | 0 | 0
Solid biomass & waste fired | 0 | 0 | 0 | 0 | 0 | 0 | 0 | 0 | 0 | 0 | 0
Integrated gasification combined cycle | 0 | 0 | 0 | 0 | 0 | 0 | 0 | 0 | 0 | 0 | 0
Fluidized bed combustion | 0 | 0 | 0 | 0 | 0 | 0 | 0 | 0 | 0 | 0 | 0
Steam turbine | 0 | 0 | 0 | 0 | 0 | 0 | 0 | 0 | 0 | 0 | 0